## ReadMe
General:
This workbook contains detailed model results from The Brattle Group's proprietary simulation model used to test demand curve performance in capacity markets. The model was prepared by Kathleen Spees, Samuel Newell, Andrew Thompson, and Xander Bartone for use in PJM's capacity market to simulate the Base Residual Auction (BRA) and Incremental Auctions (IA). The data in this workbook are the underlying results used in Spees et. al., "Fifth Review of PJM's Variable Resource Requirement Curve," dated April 19, 2022.
Notes on tabs:
The [Summary] tab contains a summary of the results from the individual demand curves in the Model Runs tabs.
The [Fluctuations] tab contains a summary of the fluctuations that were applied in the simulation model to add variability to BRA Total Supply, BRA Reliability Requirement, Forward-to-Prompt Supply, and Forward-to-Prompt Reliability Requirement. Column E shows the net supply variability, which was calibrated to match historically observed net supply variability (see Spees et.al., "Fifth Review of PJM's Variable Resource Requirement Curve," dated April 19, 2022, p. 49).
The [Model Runs] tabs contain the model raw results for each demand curve. In each of these runs except for "Current Curve, CT", a combined cycle gas turbine (CC) is the reference technology for administrative and actual Net CONE. For "Current Curve, CT", a gas CT is the reference technology for administrative Net CONE, and a gas CC is the reference technology for actual Net CONE. See Spees et. al.,"Fifth Review of PJM's Variable Resource Requirement Curve", dated April 19, 2022, Section III for further explanation of the selected curves.

## Summary
|  | After the Base Residual Auction | [8 empty] | After the Final Incremental Auction
|  | Price |  |  | Reliability |  |  |  |  | Cost | Reliability
|  | Average | Standard Deviation | Frequency at Cap | Average LOLE | Average Excess (Deficit) | Average Excess (Deficit) | Frequency Below Target | Frequency Below IRM - 1% | Average Procurement Cost | Average LOLE | Average Excess (Deficit) | Average Excess (Deficit) | Frequency Below Target | Frequency Below IRM - 1%
|  | ($/MW-d) | ($/MW-d) | (%) | (events/yr) | (MW) | (IRM + X %) | (%) | (%) | ($ mln/yr) | (events/yr) | (MW) | (IRM + X %) | (%) | (%)
'Candidate Curve' | Candidate Curve | 266.9947 | 84.9348 | 2.7% | 0.073416 | 1221.0939 | 1.08% | 10.9% | 3.3% | 13103.592 | 0.071269 | 1459.0084 | 1.299% | 11.9% | 5%
'Current Curve, CT' | Current Curve, CT | 266.9948 | 74.2016 | 1.5% | 0.058581 | 2025.6972 | 1.782% | 7.5% | 2% | 13169.2114 | 0.057183 | 2254.3758 | 1.993% | 7.9% | 3.3%
'Current Curve, CC' | Current Curve, CC | 266.9941 | 80.738 | 2.1% | 0.06945 | 1430.7198 | 1.264% | 10% | 2.9% | 13118.6418 | 0.067501 | 1665.1568 | 1.479% | 10.3% | 4.1%
'Alternative 1' | Alternative 1 | 266.9975 | 98.5939 | 5.7% | 0.070531 | 1280.2163 | 1.123% | 5.7% | 2.6% | 13131.9277 | 0.068393 | 1519.8455 | 1.344% | 9.1% | 3.7%
'Alternative 2' | Alternative 2 | 266.9975 | 91.6481 | 5.2% | 0.065532 | 1566.3148 | 1.376% | 5.2% | 2.1% | 13145.6824 | 0.063778 | 1799.6842 | 1.592% | 8.4% | 3.5%
'Alternative 3' | Alternative 3 | 266.9972 | 91.302 | 5.1% | 0.09832 | 219.9244 | 0.2113% | 38.2% | 6.5% | 13012.088 | 0.094176 | 495.0751 | 0.462% | 22.3% | 9.1%
'Alternative 4' | Alternative 4 | 266.9958 | 86.027 | 4.8% | 0.093062 | 439.6275 | 0.405% | 36.3% | 6% | 13025.4807 | 0.089312 | 708.2317 | 0.6498% | 21.2% | 8.4%
Note: Results from Base Runs. For all runs, the Target IRM is 14.63% in ICAP terms; all other quantities in UCAP MW and prices in 2026$/UCAP MW-Day.

## Variability
Variability
Fluctuation Number | BRA Total Supply Variability | BRA Reliability Requirement Variability | Net Supply Variability | Forward-to-Prompt Supply Variability | Forward-to-Prompt Reliability Requirement Variability
| (UCAP MW) | (UCAP MW) | (UCAP MW) | (UCAP MW) | (UCAP MW)
1 | 1444.3162 | 3641.8602 | -2197.544 | 2029.0484 | -6607.1104
2 | -2588.2252 | 278.1503 | -2866.3755 | -1349.0066 | 3855.8667
3 | 6273.9622 | 2579.5377 | 3694.4245 | 276.3515 | -2612.1214
4 | -1528.1809 | -7100.1685 | 5571.9877 | -948.489 | 2619.4434
5 | 3242.1502 | 7533.8521 | -4291.7019 | -3013.8109 | 1458.1535
6 | -2806.7741 | -1780.7544 | -1026.0197 | 1622.5517 | -419.0534
7 | -1651.2425 | -5578.2346 | 3926.9921 | 1834.6173 | -36.489
8 | -2372.2616 | -5482.9645 | 3110.7028 | -143.8442 | 2330.599
9 | -3336.9617 | -5499.9193 | 2162.9576 | 2270.6363 | -2094.3763
10 | 1609.6111 | 2518.7522 | -909.1411 | 898.7926 | 301.0704
11 | -1336.0833 | -2971.1256 | 1635.0423 | 322.4698 | -2763.7009
12 | -4156.2179 | -1540.5007 | -2615.7171 | -295.6457 | 450.8638
13 | -6271.7643 | -5902.9262 | -368.8381 | -2156.5293 | 422.6913
14 | -2281.7835 | -3072.0024 | 790.2189 | -3816.0197 | -1013.9283
15 | 737.6771 | -1540.7163 | 2278.3934 | -178.6461 | 1495.1231
16 | 1363.8601 | 4240.7168 | -2876.8567 | 4228.4868 | 917.1351
17 | 2098.5838 | 4757.1701 | -2658.5864 | -1825.6931 | -1861.1682
18 | -6498.5718 | -6796.4323 | 297.8606 | -2047.1305 | 943.286
19 | 2120.7644 | -1462.2917 | 3583.0561 | 714.0617 | 1464.6425
20 | 3260.6953 | 6129.4756 | -2868.7803 | -1734.3038 | -179.3605
21 | -1736.5893 | -675.647 | -1060.9422 | -692.2761 | 575.6879
22 | -2991.053 | -3487.0801 | 496.027 | 203.3721 | -1587.5101
23 | -1358.1733 | -2275.1851 | 917.0118 | 1995.8352 | -3874.5629
24 | 6008.7094 | 7125.4582 | -1116.7488 | -181.9562 | -1252.7657
25 | -2788.3443 | -4354.131 | 1565.7866 | 297.065 | 18.1401
26 | -7397.4767 | -7599.0314 | 201.5548 | 1947.9308 | 462.4014
27 | 7414.4676 | 12697.3797 | -5282.9121 | -919.5779 | 1148.5931
28 | -9154.6855 | -9058.9059 | -95.7796 | -972.0778 | 1150.9195
29 | 3595.7705 | 5067.6233 | -1471.8527 | -2760.7866 | 273.8448
30 | -134.3274 | -2590.9738 | 2456.6464 | 1756.1323 | 637.8085
31 | -2594.8877 | -1021.7764 | -1573.1113 | 438.7469 | -1269.1672
32 | 6.1104 | 1958.5879 | -1952.4776 | 1717.6379 | -4332.4056
33 | -5081.2928 | -4814.7748 | -266.518 | -354.9026 | -2830.9054
34 | 886.44 | 368.8443 | 517.5957 | 45.621 | 5257.2977
35 | -2190.3905 | -2298.1342 | 107.7437 | 171.4462 | -2679.3323
36 | 1288.1764 | 4793.6736 | -3505.4972 | 2195.9899 | 376.6923
37 | 1041.862 | 622.5132 | 419.3488 | 300.1345 | -1720.5635
38 | 518.4911 | -276.2096 | 794.7007 | 576.1426 | -2845.7553
39 | 5294.1461 | 3909.4028 | 1384.7433 | -725.5396 | 230.337
40 | 7667.3557 | 8771.1604 | -1103.8047 | -12.3002 | -1603.2739
41 | 3201.3216 | 8260.3081 | -5058.9864 | 2116.779 | -3903.6601
42 | 1804.8108 | 931.3155 | 873.4953 | -1147.9194 | -4151.5172
43 | 5175.746 | 6544.9504 | -1369.2044 | 9.2856 | -3447.388
44 | 3170.8103 | -1322.9203 | 4493.7306 | -2414.6285 | 3349.6021
45 | 1082.4203 | 8326.5254 | -7244.1051 | 4162.4489 | 2566.2198
46 | -1272.3787 | -411.46 | -860.9187 | -2685.7864 | -2398.2147
47 | 2070.2508 | -202.519 | 2272.7698 | -194.3027 | 3548.7427
48 | 2597.2288 | 4757.3263 | -2160.0975 | 597.429 | -3390.5253
49 | -1923.6931 | -1630.9063 | -292.7869 | -565.0472 | 4202.0411
50 | -1951.158 | -7889.7554 | 5938.5974 | -310.9749 | 881.2777
51 | 8644.7177 | 8891.1666 | -246.4489 | -849.9841 | -562.1979
52 | 1632.4367 | 586.9773 | 1045.4595 | 1260.109 | -134.8313
53 | -2426.5154 | -875.5246 | -1550.9908 | 965.6584 | -3895.7098
54 | 1848.1728 | 3749.9831 | -1901.8104 | -224.6276 | 5602.7575
55 | 1958.488 | 1036.353 | 922.135 | -445.0027 | -254.5925
56 | -2054.725 | 1507.3072 | -3562.0322 | -2003.6925 | 1434.4531
57 | 3341.037 | 8244.9154 | -4903.8785 | -757.6696 | -1636.598
58 | 91.0013 | 1561.1228 | -1470.1215 | 253.8275 | 4193.5083
59 | 2391.9922 | -332.3463 | 2724.3385 | 699.1229 | -2850.6589
60 | -5515.2891 | -4896.529 | -618.7601 | -2265.4034 | -1809.1094
61 | -2774.3317 | -102.7899 | -2671.5417 | 1390.1462 | -1917.9195
62 | -11025.5695 | -12763.255 | 1737.6854 | 711.6957 | 604.7309
63 | 1596.4255 | 1951.7463 | -355.3207 | -1808.1482 | 1227.5464
64 | 1097.732 | 913.5162 | 184.2159 | 1286.0772 | 146.8514
65 | 1698.0009 | 5245.0864 | -3547.0855 | 1226.999 | 405.8826
66 | 4271.6006 | 9136.7454 | -4865.1449 | -5794.0795 | 906.1794
67 | -120.609 | 1774.4511 | -1895.0601 | 1259.0996 | 1035.4832
68 | 7372.1549 | 11837.4474 | -4465.2925 | 1611.0805 | -1021.4181
69 | -2671.9797 | -4490.8663 | 1818.8867 | 1099.1872 | -1113.7124
70 | -1901.7962 | -407.9058 | -1493.8904 | -1419.1663 | -992.824
71 | -2076.7897 | -2448.372 | 371.5823 | -1969.7052 | -143.5224
72 | -9873.2015 | -10845.6659 | 972.4644 | -1354.9804 | 2483.3196
73 | 7128.1239 | 6819.8783 | 308.2455 | 1561.9492 | 3261.7608
74 | 6055.3722 | 6507.5969 | -452.2247 | 1547.5562 | -3109.786
75 | -850.8712 | -4607.1187 | 3756.2475 | -1119.8754 | -180.7036
76 | -4211.3948 | -7824.9723 | 3613.5775 | 531.6603 | 2743.6657
77 | 6854.8935 | 7708.0565 | -853.163 | 2478.9796 | -405.8949
78 | 1533.9265 | 1246.1754 | 287.7511 | -775.0477 | -2306.5252
79 | 3883.9745 | 4282.2318 | -398.2572 | -1292.4482 | -4404.1966
80 | 2427.2489 | 5702.7359 | -3275.487 | -958.8468 | -2771.2585
81 | 1793.9386 | 3011.4794 | -1217.5408 | 1889.8177 | 1972.0163
82 | -4986.4163 | -7863.4426 | 2877.0263 | 934.493 | 598.2794
83 | 4115.4671 | 5395.0448 | -1279.5777 | -1090.5884 | 3191.3052
84 | -814.872 | -1450.6 | 635.7279 | 25.7128 | 662.9183
85 | 6742.3522 | 7679.8718 | -937.5196 | -777.6877 | -1487.2168
86 | -451.1686 | -4209.6871 | 3758.5184 | 1887.6116 | 2481.9597
87 | 1228.2493 | 2741.9713 | -1513.722 | 3479.6045 | 46.3477
88 | 4389.9857 | 3282.8249 | 1107.1608 | -61.5629 | 1030.8305
89 | -3766.0563 | -3789.4903 | 23.434 | -1246.8315 | -1081.699
90 | 2862.783 | -830.0438 | 3692.8268 | 221.3973 | -632.0332
91 | 4451.4238 | 7005.9311 | -2554.5073 | -1107.5328 | -61.6601
92 | -1140.7677 | -3028.6256 | 1887.8579 | -4049.9188 | 3613.4147
93 | 2511.9208 | 3158.5114 | -646.5907 | -1205.0474 | -745.2716
94 | -4009.9747 | -1024.9305 | -2985.0441 | 427.6883 | -1941.2102
95 | 1874.5167 | 9117.8829 | -7243.3662 | 4181.3535 | -1119.4714
96 | 1801.1463 | 1017.0283 | 784.1179 | -333.875 | 1691.5374
97 | 1460.9762 | 797.6163 | 663.3599 | 23.4171 | -46.3861
98 | 1520.0081 | 1050.515 | 469.4931 | -695.3854 | 652.517
99 | 1063.7434 | 1011.9156 | 51.8278 | -1322.3294 | 143.5806
100 | -1606.2428 | 1467.6102 | -3073.853 | 644.124 | -2265.1724
101 | -3183.0912 | -4792.9542 | 1609.863 | 3042.2248 | -5415.5204
102 | 5646.2616 | 7409.6085 | -1763.3469 | -42.0272 | 3033.9251
103 | 2909.3265 | 3876.2969 | -966.9704 | 3513.8149 | -1511.8193
104 | -6019.0972 | -7196.8033 | 1177.7061 | -2458.9682 | -626.8164
105 | 8643.5822 | 11650.339 | -3006.7568 | 724.9132 | -731.4302
106 | 4188.3895 | 7005.0367 | -2816.6473 | -229.8603 | -3511.7496
107 | -3707.5027 | -3331.6114 | -375.8914 | -3423.6543 | 626.7612
108 | -2605.4045 | -3524.244 | 918.8396 | -923.9252 | 62.201
109 | -774.1041 | -1144.6154 | 370.5113 | -457.6272 | 840.1084
110 | -1829.8124 | -8231.3412 | 6401.5288 | -2392.8171 | 963.5725
111 | 503.226 | 4844.574 | -4341.3479 | 2384.0791 | 1825.4328
112 | 4745.7646 | 4079.1234 | 666.6412 | 1401.9237 | -128.8879
113 | 2347.8634 | 2572.7229 | -224.8596 | 3054.7899 | -1582.3927
114 | -905.6185 | -4028.5743 | 3122.9558 | -1853.5934 | -1003.7636
115 | 4740.5126 | 7773.8469 | -3033.3343 | -715.4217 | -4793.1613
116 | 3021.233 | 1899.472 | 1121.761 | -416.2881 | 3007.0074
117 | 1285.1003 | 2949.7119 | -1664.6116 | 809.2725 | 1236.7119
118 | -1573.9551 | 611.2489 | -2185.2041 | -1097.9435 | 797.9758
119 | 2979.642 | 6579.8317 | -3600.1897 | -1232.5836 | 366.1483
120 | 375.6446 | -283.2747 | 658.9193 | -721.744 | 1565.946
121 | 1276.8145 | 1621.5862 | -344.7717 | -825.7225 | -2769.9977
122 | -1698.1626 | 133.9701 | -1832.1327 | -5732.619 | -226.6665
123 | 1083.7532 | 2011.2292 | -927.4759 | -874.8232 | 597.8023
124 | 4443.5033 | 4757.5415 | -314.0381 | 1847.4128 | -1360.011
125 | 3885.7146 | 5515.4026 | -1629.6881 | 491.7325 | 91.0909
126 | 1494.1889 | 3791.8015 | -2297.6126 | 360.4002 | -4373.4854
127 | -6584.8877 | -2295.8761 | -4289.0115 | 1640.0245 | 2223.7118
128 | 1121.9344 | -2110.4237 | 3232.358 | -2082.5329 | 618.6595
129 | 4034.6994 | 5425.2852 | -1390.5858 | -174.0292 | 886.1041
130 | 982.3093 | -766.6435 | 1748.9528 | -2602.4944 | 575.3981
131 | 10665.0598 | 15882.9479 | -5217.8881 | 2078.8915 | 4372.0629
132 | -142.8664 | -4002.8465 | 3859.9801 | 100.9126 | -2947.2588
133 | 1306.8368 | -2196.731 | 3503.5678 | 955.2711 | -2727.9903
134 | 6954.4349 | 9463.532 | -2509.0971 | -1070.5724 | -100.092
135 | -8016.5563 | -12414.9151 | 4398.3589 | -262.5368 | -866.9674
136 | -2696.0791 | -5518.7505 | 2822.6715 | 521.274 | 3778.8795
137 | -1013.7912 | 966.7103 | -1980.5015 | -2523.8136 | 954.6462
138 | -11150.1271 | -11584.7303 | 434.6032 | 3613.8572 | 2162.7073
139 | -9207.8375 | -13026.1128 | 3818.2753 | -32.6057 | 2668.4741
140 | -1746.775 | -2803.5544 | 1056.7794 | -2167.6044 | -3.8753
141 | 8512.9987 | 8798.7227 | -285.724 | -326.8952 | 58.1632
142 | -1463.6635 | -3699.9366 | 2236.2731 | 2156.7588 | -2899.3711
143 | 1266.4412 | 724.2724 | 542.1687 | -1057.549 | -2232.9907
144 | 3003.8738 | 3038.4459 | -34.5721 | 616.5011 | 309.6683
145 | -899.4079 | -55.5507 | -843.8572 | -1813.0387 | 253.3993
146 | -4092.304 | -849.0511 | -3243.2529 | 1689.3308 | 690.2401
147 | 1278.2274 | 686.509 | 591.7185 | 1205.6235 | 1592.5718
148 | 2373.9652 | 1084.7605 | 1289.2047 | 906.5595 | 638.5422
149 | -3022.8104 | -3076.2713 | 53.4608 | 1157.2724 | -3201.4106
150 | 8194.4029 | 8533.479 | -339.0761 | -924.1159 | -2510.0033
151 | -2081.4776 | -3762.4549 | 1680.9773 | -610.0758 | -3163.0078
152 | -818.1227 | -124.4103 | -693.7124 | -1497.7962 | 1820.337
153 | -1988.6078 | -6057.0508 | 4068.443 | -2801.8137 | -561.6718
154 | -186.3383 | -1228.1081 | 1041.7698 | 1105.2583 | -2852.314
155 | -1211.0854 | -100.217 | -1110.8684 | -2314.1669 | 1157.6488
156 | -6431.6074 | -6849.5028 | 417.8954 | 250.3409 | 2663.7989
157 | -210.7143 | 3032.908 | -3243.6224 | -2473.0252 | -4024.8166
158 | -5059.265 | -6616.1406 | 1556.8756 | -1578.7572 | -4212.1691
159 | 3472.081 | 4932.5453 | -1460.4643 | -414.2424 | 2808.0445
160 | 7154.3447 | 3921.0247 | 3233.3201 | -1109.0276 | 3710.8557
161 | 857.8628 | 2005.8041 | -1147.9413 | 330.8633 | 318.4047
162 | -1816.0743 | -4536.3536 | 2720.2794 | -946.5287 | 938.5963
163 | 8506.6804 | 13097.0703 | -4590.3899 | -1359.4407 | -4104.8941
164 | 9635.2478 | 10203.4964 | -568.2486 | -1488.0028 | 1710.2965
165 | -9968.2389 | -12307.3514 | 2339.1125 | 1610.4855 | 913.9807
166 | 628.1021 | 316.2506 | 311.8514 | 1698.7009 | 2198.3271
167 | -4809.3733 | -3379.9467 | -1429.4267 | -50.7531 | 1612.2461
168 | -1167.8769 | -1409.6356 | 241.7587 | -1313.3214 | 247.2209
169 | -1679.3052 | 3514.3281 | -5193.6332 | -1012.9886 | 1379.8774
170 | -5511.982 | -6570.4576 | 1058.4757 | -360.6888 | 816.4829
171 | -956.8926 | -2370.7848 | 1413.8922 | 1221.1533 | 2498.1746
172 | 544.4409 | 6135.5411 | -5591.1003 | -191.6611 | -540.9551
173 | 1052.2097 | -1737.9587 | 2790.1684 | -1922.6523 | -119.9012
174 | 1047.8524 | -317.8514 | 1365.7038 | 2018.6228 | 641.4618
175 | -2709.5416 | -5004.2964 | 2294.7548 | 817.3973 | 1330.3598
176 | -621.9534 | -678.2862 | 56.3328 | -1472.2201 | 486.8852
177 | 5268.0623 | 8597.7895 | -3329.7272 | 409.9721 | -899.3642
178 | -9915.8768 | -7576.0159 | -2339.8609 | 1079.88 | 428.8198
179 | -3243.7897 | -2895.2116 | -348.578 | -1943.4615 | 1242.4939
180 | -4039.2074 | 254.8472 | -4294.0546 | -394.9628 | -699.75
181 | -721.209 | -2921.5227 | 2200.3137 | 2749.1881 | -2078.008
182 | -5504.4285 | -7678.0986 | 2173.6701 | 1718.3561 | -40.7499
183 | 5072.0801 | 6351.9351 | -1279.855 | -1318.0534 | -829.7243
184 | -646.5448 | -2433.2747 | 1786.7299 | 451.6826 | 357.9417
185 | -140.8632 | 3574.3045 | -3715.1677 | 374.8316 | -3577.3028
186 | -2282.0885 | -1103.0712 | -1179.0173 | 1564.0073 | -10.5307
187 | 6914.4341 | 9450.4865 | -2536.0524 | 1232.2161 | 83.1703
188 | 773.0038 | 1079.8648 | -306.861 | -1837.2976 | -2301.9971
189 | -2498.5557 | -3247.8558 | 749.3001 | 1366.542 | -3737.1655
190 | 6611.1685 | 6903.4746 | -292.306 | -259.4339 | -553.9648
191 | -951.6519 | 2413.0934 | -3364.7453 | 1315.6484 | 1995.1542
192 | -3431.4625 | -3664.0969 | 232.6344 | -544.3636 | 1900.8952
193 | 8294.415 | 8226.4355 | 67.9795 | 1605.7694 | -699.191
194 | -1075.6315 | -2964.1833 | 1888.5518 | 648.5452 | 2707.8078
195 | -1325.3705 | -2953.4595 | 1628.089 | -1426.4739 | -1153.0475
196 | -87.4714 | 323.0537 | -410.5251 | 3225.0189 | 3282.8167
197 | -545.8205 | -1368.506 | 822.6855 | 745.1413 | 2751.9154
198 | -32.8317 | -1001.1149 | 968.2832 | -997.0475 | 2860.3858
199 | 637.6956 | -802.2692 | 1439.9647 | -54.21 | 967.6182
200 | 7148.3547 | 8474.5833 | -1326.2286 | 1035.5329 | 1419.7381
201 | -4906.5042 | -6452.6043 | 1546.1002 | -2133.9731 | -1197.6816
202 | -2358.2416 | -2695.1792 | 336.9376 | -515.622 | -669.6815
203 | 6847.1388 | 12917.9942 | -6070.8554 | 1718.0773 | 3191.6366
204 | -533.6948 | -1129.6258 | 595.931 | 2028.3307 | -1143.0847
205 | 4728.0866 | 5967.6125 | -1239.526 | 649.7193 | -3671.7503
206 | -4190.8088 | -6866.8031 | 2675.9943 | -335.3011 | 1168.6882
207 | 7848.0041 | 10611.4131 | -2763.409 | -916.605 | 26.8382
208 | -7696.3225 | -6055.7507 | -1640.5718 | -239.4786 | -1005.178
209 | 5281.2191 | 5784.7408 | -503.5217 | -2523.8943 | 673.1991
210 | 2524.7973 | 1284.4268 | 1240.3705 | -172.2243 | 1277.2127
211 | -1661.4623 | -3437.8046 | 1776.3423 | 1928.6316 | -1761.5215
212 | -7715.4224 | -9853.2189 | 2137.7964 | -209.9939 | 3470.1015
213 | 6545.9453 | 9682.3744 | -3136.4291 | 462.1885 | -5323.9174
214 | -4145.5007 | -6905.4194 | 2759.9187 | -337.82 | -2276.7041
215 | -1128.7236 | 1577.6964 | -2706.42 | -3339.4895 | -1200.2525
216 | -3853.9987 | -1016.5588 | -2837.4399 | 899.339 | 664.3856
217 | -2873.8252 | -6009.5215 | 3135.6963 | -2617.6579 | 2680.8361
218 | 4044.9022 | 5505.5028 | -1460.6006 | 221.4052 | 241.211
219 | 212.6583 | 3965.2102 | -3752.5519 | 711.3458 | -120.298
220 | 1697.9657 | 3831.44 | -2133.4743 | 705.2441 | 3015.5303
221 | -4170.9687 | -2574.2344 | -1596.7344 | 2771.2978 | -654.1414
222 | -5666.9847 | -1431.1948 | -4235.7899 | -541.921 | -1582.0738
223 | 2477.0213 | 468.7351 | 2008.2862 | 170.49 | 1498.4338
224 | 10335.9026 | 12110.7497 | -1774.847 | 1742.063 | -394.1332
225 | 4286.5773 | 6546.1507 | -2259.5734 | 1171.5833 | 1279.9505
226 | -5368.3876 | -4413.012 | -955.3756 | -4730.1232 | -87.5755
227 | 2669.3138 | 2729.17 | -59.8561 | -285.2413 | -1953.8663
228 | 2650.9354 | 949.3012 | 1701.6341 | 439.3107 | -1710.9615
229 | 2187.5989 | 7406.3552 | -5218.7563 | -342.029 | -1724.2185
230 | -3652.1252 | -2591.9319 | -1060.1933 | 893.5277 | -3563.4381
231 | 6278.6067 | 8994.7252 | -2716.1185 | 999.0891 | -1413.2198
232 | 3841.285 | 6018.2073 | -2176.9223 | -312.7672 | 1510.8292
233 | -312.1522 | 1498.8105 | -1810.9627 | 841.687 | -1033.0895
234 | 1168.9676 | 437.8347 | 731.1329 | 997.7864 | -2261.3433
235 | 420.2631 | 2751.6797 | -2331.4166 | -1038.4129 | -729.4116
236 | -2047.9979 | -2899.2625 | 851.2646 | -1820.256 | 1212.9378
237 | -341.8102 | -4691.8197 | 4350.0095 | 977.7914 | 791.7612
238 | 1951.8705 | -515.2752 | 2467.1457 | 44.2449 | 1036.8027
239 | -2192.679 | -2577.325 | 384.646 | -700.9512 | 522.2466
240 | -8820.9459 | -9338.5205 | 517.5746 | -791.3484 | 996.8177
241 | 2318.7004 | 2023.2234 | 295.477 | 1263.324 | -450.7558
242 | -757.0919 | -4491.6222 | 3734.5303 | 1671.5988 | -1428.3818
243 | 3248.5162 | 3174.5313 | 73.9849 | -900.429 | -456.8701
244 | -15563.6404 | -17169.8747 | 1606.2343 | 946.1855 | 123.0062
245 | -5302.9692 | -3254.1659 | -2048.8033 | -972.9311 | -722.5669
246 | 795.156 | 1115.4697 | -320.3136 | -4084.4777 | 4941.3105
247 | 1567.8545 | 1887.5285 | -319.674 | -2069.5084 | 113.7064
248 | -3797.1634 | -4272.9728 | 475.8094 | -1931.6534 | -928.1257
249 | -1127.2456 | 3935.7087 | -5062.9543 | -2027.3088 | -2527.3543
250 | 924.9526 | 1949.2728 | -1024.3202 | 2675.7089 | 1194.006
251 | 5163.8447 | 3136.4621 | 2027.3826 | -3.3625 | -600.2549
252 | 2846.0346 | 752.2548 | 2093.7798 | 684.595 | -392.1893
253 | 1394.7921 | 2173.0971 | -778.305 | 2589.45 | -886.9517
254 | 1040.4608 | -1473.4135 | 2513.8743 | -2954.9351 | 213.477
255 | 6421.0551 | 5159.3979 | 1261.6572 | -1604.6096 | -1509.2442
256 | -7546.921 | -8924.178 | 1377.2571 | 342.5522 | 1182.1436
257 | -179.2019 | 972.2189 | -1151.4208 | -2440.6548 | 1184.1501
258 | 6585.8966 | 8094.9528 | -1509.0561 | 944.7325 | -3668.7719
259 | 3711.6162 | 2973.7493 | 737.8669 | 741.9476 | 1881.69
260 | 1553.9238 | -807.7261 | 2361.65 | 1968.7571 | -589.8646
261 | -8252.4094 | -11964.5753 | 3712.1659 | 1806.5915 | 336.2321
262 | -3092.1847 | -7610.1579 | 4517.9732 | -2136.2934 | 3515.5475
263 | 978.5583 | 1110.3163 | -131.758 | 1290.1545 | 948.0199
264 | 4123.7736 | 8057.82 | -3934.0465 | -51.9239 | -1757.2664
265 | -578.8631 | -2591.0099 | 2012.1469 | -324.3356 | 2119.3758
266 | -8908.1658 | -11243.5655 | 2335.3996 | -537.6441 | -541.491
267 | -1854.2523 | -3520.1454 | 1665.8931 | -1834.4104 | -1686.8777
268 | -2781.4327 | -3441.2287 | 659.796 | 3.8575 | 355.8033
269 | -2503.9185 | -2975.7606 | 471.8421 | 370.6345 | 1636.3076
270 | -9875.9418 | -13494.6639 | 3618.7222 | -2788.3811 | 1049.1662
271 | 4271.807 | 5945.8903 | -1674.0833 | -104.2493 | 2388.4417
272 | -7824.8549 | -10160.1012 | 2335.2463 | 1501.3998 | -306.5552
273 | 2028.8923 | 4487.8167 | -2458.9244 | -2041.1584 | 3528.7216
274 | -1778.4118 | -1073.5434 | -704.8685 | -71.1871 | -279.8428
275 | -2476.3432 | 1764.3918 | -4240.7349 | -343.6944 | 1107.4385
276 | -696.7137 | 2396.6047 | -3093.3184 | -1591.0332 | -1064.0844
277 | 5304.9468 | 6640.6134 | -1335.6666 | -267.9623 | 563.6796
278 | 2657.301 | 2722.4174 | -65.1165 | 1332.9363 | 32.8959
279 | -635.4583 | -4305.5914 | 3670.1331 | 3015.1254 | -1467.511
280 | -7934.2222 | -9165.9289 | 1231.7066 | 263.0682 | -6775.0912
281 | 1596.3643 | 3532.4608 | -1936.0965 | -527.294 | -5415.8916
282 | 5268.7206 | 6918.6692 | -1649.9487 | -454.28 | 580.5176
283 | -1337.1852 | -1480.6171 | 143.4319 | 758.8371 | 2053.3216
284 | 748.3087 | -742.2345 | 1490.5432 | -1588.3043 | -2303.6707
285 | -1910.2039 | -24.2065 | -1885.9974 | -3480.1536 | 1709.5334
286 | -3229.0822 | -6379.7221 | 3150.6399 | 1548.5401 | 2229.667
287 | 534.1619 | 4180.4696 | -3646.3077 | 620.1803 | -2394.0293
288 | 1545.5877 | 1208.0048 | 337.5829 | -149.0229 | -1528.5066
289 | -55.5694 | 4635.171 | -4690.7404 | 602.5654 | 8.9325
290 | -5553.203 | -3328.0523 | -2225.1507 | 1165.3621 | 1919.4491
291 | 5322.4355 | 6842.1134 | -1519.6779 | -287.0972 | 3308.7328
292 | 1968.5549 | 2907.3799 | -938.825 | 2144.1969 | 1380.6835
293 | 4118.2271 | 6880.5801 | -2762.353 | -2878.0863 | 3899.9958
294 | -50.2154 | 4050.9785 | -4101.1939 | 1042.2322 | 1351.6926
295 | -5571.2071 | -4799.1872 | -772.0199 | -892.8326 | 69.0515
296 | -2255.794 | 2241.1673 | -4496.9613 | 2424.6706 | 276.3561
297 | 3966.4761 | 10410.5132 | -6444.0371 | 1007.5777 | -639.3996
298 | -3321.033 | -6121.2099 | 2800.1769 | -3934.679 | 740.6686
299 | 6056.2088 | 6504.2938 | -448.085 | -443.7718 | -2658.7308
300 | -798.1779 | -2501.167 | 1702.9891 | 1317.7353 | 5006.2508
301 | -637.491 | -406.3654 | -231.1257 | -644.7099 | 1622.3619
302 | -4114.1868 | -6764.4714 | 2650.2846 | 397.3883 | 1761.5811
303 | -1488.5705 | 229.6045 | -1718.1751 | 2022.8418 | -1496.955
304 | -553.1855 | 1982.6852 | -2535.8707 | 21.4504 | -554.5422
305 | -464.6451 | -7171.4655 | 6706.8205 | -297.0681 | 553.5803
306 | 4528.9104 | 11151.3357 | -6622.4253 | 1059.1091 | 723.8726
307 | -1093.3238 | 3873.0137 | -4966.3376 | -357.6388 | -5073.2219
308 | -5214.2487 | -2236.6582 | -2977.5905 | -3718.3268 | 3006.315
309 | 5953.1224 | 4572.3449 | 1380.7776 | -2781.559 | -74.9298
310 | 8030.8649 | 4932.445 | 3098.4198 | -1580.6897 | 194.4285
311 | 5228.9658 | 5720.5336 | -491.5677 | 3213.5513 | 78.6429
312 | -2325.5938 | -3038.9051 | 713.3113 | -853.4089 | -4359.5936
313 | -2547.2585 | -2539.8373 | -7.4212 | -600.5192 | 867.7964
314 | -7947.4966 | -9561.7435 | 1614.2469 | -9.092 | 515.2446
315 | 1896.9606 | 4027.54 | -2130.5794 | -797.5074 | -649.8835
316 | 236.29 | -2647.423 | 2883.713 | 1388.4535 | -387.3247
317 | 3935.027 | 8793.3797 | -4858.3527 | -1949.8432 | 2809.5512
318 | -3153.9801 | -3869.5994 | 715.6192 | 3371.852 | 88.5749
319 | 9119.2056 | 10530.305 | -1411.0994 | 1356.3887 | 3995.8382
320 | -859.4897 | -4371.2417 | 3511.7519 | 3386.7783 | -493.077
321 | 5494.8743 | 5707.5746 | -212.7003 | 1483.1297 | -4300.3777
322 | 6889.4219 | 6647.8426 | 241.5793 | -2218.9247 | -6930.8019
323 | -4200.038 | -5960.8308 | 1760.7927 | -1020.2947 | -3354.5645
324 | -1501.8687 | 61.2895 | -1563.1582 | 222.0345 | -51.2103
325 | 1748.2977 | 4859.9901 | -3111.6924 | -2329.9587 | 3377.6987
326 | -3251.024 | 239.1189 | -3490.1429 | -50.737 | -3073.4672
327 | -4344.2298 | -3715.7794 | -628.4504 | -597.216 | -1853.7782
328 | -1334.5015 | -382.1017 | -952.3998 | -3434.4583 | -2047.0345
329 | 1212.5757 | 2261.6509 | -1049.0752 | 934.456 | 867.7264
330 | 3144.5979 | 8938.3626 | -5793.7647 | 1171.0263 | 280.9041
331 | 3416.7115 | 3358.3234 | 58.3881 | -438.4188 | -2022.6438
332 | -2183.333 | -818.8891 | -1364.4439 | 1260.2298 | 1035.5485
333 | 2549.3423 | 1997.6725 | 551.6698 | -284.1023 | -588.0471
334 | -2162.8737 | -862.9389 | -1299.9349 | -2309.2872 | -1772.2602
335 | -1957.274 | 2478.2744 | -4435.5484 | -229.3976 | 1846.3286
336 | -1974.4706 | -2719.307 | 744.8364 | -1145.4251 | 2260.7052
337 | -177.4525 | -2648.4087 | 2470.9562 | 1932.2701 | -1673.054
338 | 245.5422 | -1881.9674 | 2127.5096 | 2792.992 | -645.5092
339 | -2716.703 | 1401.3556 | -4118.0586 | 1774.4657 | 915.865
340 | -907.3549 | -10711.7819 | 9804.4271 | -2463.5128 | 1371.5839
341 | 4213.9474 | 5485.4054 | -1271.458 | 703.5795 | -397.2853
342 | -1002.6469 | -245.6956 | -756.9513 | -1009.4631 | -2878.1471
343 | -1378.148 | -1183.4262 | -194.7218 | -1208.8978 | 1868.3219
344 | -486.5672 | 4390.3631 | -4876.9303 | -167.5091 | 2011.9573
345 | -1610.9693 | -116.0775 | -1494.8918 | 1014.7906 | -411.9775
346 | 793.73 | -3534.6418 | 4328.3718 | 2144.8407 | 1240.9928
347 | -2471.1865 | -3633.4935 | 1162.3071 | -818.6872 | -391.0251
348 | 3359.4206 | 945.6561 | 2413.7645 | -1707.4071 | 2396.1365
349 | -88.8009 | -2003.1957 | 1914.3948 | -1620.3784 | -4207.3291
350 | -1199.8753 | -5481.9002 | 4282.0249 | 1867.6919 | -1296.17
351 | -3106.8116 | -3976.803 | 869.9913 | 153.008 | 4110.877
352 | -1002.9578 | -733.9948 | -268.9631 | -2208.2632 | -2759.2439
353 | 1003.8505 | 309.0411 | 694.8095 | -1627.508 | -2584.912
354 | 3698.7631 | 938.2819 | 2760.4812 | -1786.2575 | -1218.3774
355 | 7759.5067 | 9693.7405 | -1934.2338 | -2669.1334 | 2653.8454
356 | -64.0714 | -1014.5754 | 950.5039 | -1215.0107 | -2181.1598
357 | -1643.6396 | -3259.9491 | 1616.3096 | -1750.0291 | 2745.1638
358 | -4484.5575 | -2727.4367 | -1757.1208 | -2606.2428 | 2472.56
359 | 2298.3123 | 8791.4457 | -6493.1334 | 32.0362 | 2194.3677
360 | 223.7461 | 2247.5458 | -2023.7997 | -2709.0284 | -2523.1981
361 | 2469.8011 | -782.1039 | 3251.905 | -1553.8372 | 4643.0069
362 | 1201.4995 | 7594.043 | -6392.5434 | -3058.5275 | 4120.2788
363 | 3734.3354 | 5574.3941 | -1840.0587 | 1208.5448 | -112.4782
364 | -2070.226 | -1555.4558 | -514.7702 | 3145.2662 | -702.9221
365 | -1219.6016 | 1527.1364 | -2746.738 | 1425.3177 | 633.2877
366 | 5598.3484 | 3130.6537 | 2467.6948 | -515.5228 | 691.3184
367 | -3422.845 | -4221.5126 | 798.6676 | 2684.2247 | -61.02
368 | 1091.3177 | -1494.3531 | 2585.6708 | 2373.938 | -102.0792
369 | 2038.9269 | 3417.8511 | -1378.9241 | 3301.5564 | 2444.7347
370 | 1657.2172 | 1230.4491 | 426.7681 | 459.316 | 3570.6827
371 | -3118.9636 | -7128.1488 | 4009.1852 | 718.2751 | 600.9727
372 | -456.2243 | -2139.1978 | 1682.9735 | 689.3397 | -525.5083
373 | 2960.0571 | -304.5313 | 3264.5884 | -3349.8622 | -37.4254
374 | 5825.6092 | 5805.0878 | 20.5214 | 160.8784 | 3291.5175
375 | -4547.3248 | -6887.7346 | 2340.4098 | 1950.9086 | 656.556
376 | 786.123 | -933.2583 | 1719.3813 | -2211.3042 | 2450.1531
377 | -199.6779 | -2343.7178 | 2144.0399 | -1658.7534 | -1567.3168
378 | 4779.9353 | 3799.342 | 980.5933 | 1278.1063 | 5085.1665
379 | -981.3345 | -2368.0264 | 1386.6918 | 158.1043 | -4873.0576
380 | 2043.3198 | -624.698 | 2668.0179 | -187.711 | 2477.5544
381 | -1431.2793 | -2463.1601 | 1031.8808 | 59.9584 | 78.193
382 | 3139.6923 | 1591.2722 | 1548.4201 | -1606.6414 | 2673.1489
383 | -3467.5626 | -3123.4705 | -344.0921 | -897.7313 | 589.732
384 | -5005.7332 | -8087.4104 | 3081.6772 | -1569.2162 | 1006.1731
385 | 2053.7509 | 5380.7192 | -3326.9683 | 476.161 | -1469.4321
386 | 3619.3309 | 1424.4382 | 2194.8927 | -340.93 | 5227.4073
387 | 120.514 | 348.4406 | -227.9266 | -1099.293 | 1078.1016
388 | 5271.263 | 2491.2499 | 2780.0132 | -1863.0043 | -1246.7318
389 | 9548.3715 | 13057.3979 | -3509.0265 | -2055.2989 | 2195.7722
390 | 4444.8682 | 5113.517 | -668.6488 | 608.5006 | 2325.9482
391 | -4875.4331 | -4420.5273 | -454.9058 | 1494.652 | -526.0208
392 | 7064.6256 | 6943.7775 | 120.848 | 650.8159 | 1548.5928
393 | 1325.9248 | 1251.1062 | 74.8187 | -501.4015 | 950.2101
394 | -2567.4181 | -2724.7511 | 157.333 | -1423.0926 | 2013.3516
395 | 45.1662 | 296.3458 | -251.1795 | -401.3344 | 1179.8771
396 | 3253.3921 | -431.9436 | 3685.3358 | 1441.6501 | 1108.981
397 | -4387.3831 | -3922.4796 | -464.9034 | 1277.7284 | 2151.8707
398 | 10364.7424 | 13510.0955 | -3145.3531 | 1274.5893 | 1391.2325
399 | 3354.5023 | 4965.3386 | -1610.8364 | 988.5778 | 4144.5653
400 | -912.7468 | -3472.7231 | 2559.9763 | -251.4867 | 1746.8469
401 | -3518.1404 | -2643.7257 | -874.4147 | -1642.2009 | 2276.3444
402 | 6177.0404 | 6661.356 | -484.3156 | -1458.7312 | 1063.2672
403 | -214.326 | -472.1897 | 257.8637 | -965.8781 | 807.5734
404 | 946.8351 | 1670.1823 | -723.3472 | -2419.5026 | -1671.1026
405 | -4063.4782 | -7052.0487 | 2988.5705 | 1158.3082 | -1283.8899
406 | -340.5826 | -1211.7483 | 871.1657 | 1533.5475 | -335.1207
407 | 107.392 | 1574.9136 | -1467.5216 | -2928.3683 | 1531.2965
408 | 5946.3857 | 9122.3429 | -3175.9572 | 1252.3354 | -1300.8692
409 | 7.8977 | 3504.5694 | -3496.6718 | -2520.8388 | 2951.9755
410 | 7137.9848 | 11723.4191 | -4585.4344 | 398.7084 | 999.8863
411 | -8833.6323 | -12476.6546 | 3643.0223 | -167.4521 | -3964.0421
412 | 2149.2806 | -338.2577 | 2487.5383 | 1981.1705 | 243.5072
413 | 1654.7953 | 6849.2236 | -5194.4283 | 947.474 | 1935.2117
414 | -7056.669 | -11918.7327 | 4862.0636 | 1450.7389 | -486.2517
415 | 2243.1564 | -2214.1444 | 4457.3008 | -379.9189 | -2016.346
416 | -4009.4835 | -2573.4878 | -1435.9957 | 928.5174 | 49.9062
417 | 358.765 | 5896.3664 | -5537.6014 | -2306.9509 | 382.3891
418 | -1151.9445 | -3204.9058 | 2052.9613 | -92.6958 | -4559.8601
419 | -696.9723 | 933.7062 | -1630.6785 | -2077.8502 | 4881.0705
420 | 2194.2887 | 4286.8437 | -2092.555 | -3439.2847 | 1733.4643
421 | 3958.5887 | 3546.0735 | 412.5152 | 2047.7844 | -1488.5434
422 | -8623.1034 | -9629.9255 | 1006.8221 | 2042.6128 | 1118.9755
423 | -5959.1618 | -9777.3612 | 3818.1994 | -1086.918 | 627.0725
424 | 980.2978 | 1113.4356 | -133.1378 | -1312.2179 | 1313.3312
425 | -3698.4596 | -102.6231 | -3595.8365 | 1135.1012 | 1669.4152
426 | 1511.7966 | 1013.8841 | 497.9125 | -2205.3577 | 298.0079
427 | 3436.9771 | 5589.5795 | -2152.6024 | -3617.5972 | -3326.6567
428 | -3.1581 | 40.1378 | -43.2959 | -395.1345 | -1838.4689
429 | 5409.4804 | 2391.2673 | 3018.2131 | -2252.2228 | -154.3962
430 | 1842.752 | 1943.243 | -100.491 | 904.7979 | -289.0921
431 | -1973.0949 | -6853.5875 | 4880.4926 | 1841.8612 | -980.7264
432 | -1299.6597 | 1195.0326 | -2494.6924 | 185.4603 | 1024.6409
433 | -2117.1723 | -2449.5433 | 332.371 | 3487.8705 | -1059.6848
434 | -2499.0585 | -4182.2484 | 1683.1899 | -1100.2811 | -2094.9853
435 | 938.0466 | 1788.904 | -850.8574 | -2740.6387 | -888.3527
436 | -7847.4796 | -8786.1732 | 938.6936 | -508.9749 | 874.9217
437 | 2956.7008 | 5513.9055 | -2557.2047 | -91.6412 | -116.7082
438 | -516.0751 | 2103.5443 | -2619.6194 | 609.7545 | 883.3738
439 | -816.8804 | -365.1026 | -451.7778 | -491.5939 | -1131.9498
440 | 401.2464 | -709.9656 | 1111.212 | -737.7775 | -3238.3847
441 | -3611.0341 | -6096.8064 | 2485.7724 | -2586.3926 | -4826.8038
442 | 5136.6759 | 5138.913 | -2.2371 | -761.8081 | -1245.0251
443 | 1305.1038 | 3419.3477 | -2114.2439 | -4274.4916 | -814.7619
444 | -5545.8823 | -4849.3212 | -696.5611 | 700.9643 | -2449.282
445 | 3014.0246 | 5032.2273 | -2018.2026 | 3511.4329 | 367.3367
446 | 95.7311 | -2367.2739 | 2463.005 | -5460.0792 | -3604.5671
447 | -1462.3975 | -1755.9114 | 293.5139 | 1732.1728 | -2136.9065
448 | -2795.1549 | -2596.248 | -198.907 | 2081.7988 | 2974.4238
449 | 5232.3788 | 7890.199 | -2657.8203 | 2527.4761 | -1487.8681
450 | -9029.1744 | -12014.5231 | 2985.3487 | 901.6545 | -395.0481
451 | 4803.1559 | 7353.523 | -2550.3671 | 2723.4153 | 281.4862
452 | -491.1043 | 1703.6076 | -2194.7119 | 381.5947 | 1826.3984
453 | 2650.6828 | 2351.6503 | 299.0325 | 1519.0519 | -3807.7745
454 | -3500.068 | -3502.0133 | 1.9453 | -57.924 | 640.6551
455 | -64.3382 | -658.2715 | 593.9333 | 2010.4989 | -1665.7351
456 | -2855.228 | -2758.3141 | -96.9138 | 26.8811 | -3090.9397
457 | -7070.4982 | -6741.705 | -328.7932 | -1827.7024 | -1581.8599
458 | -4714.1263 | -9611.2326 | 4897.1063 | 750.1264 | 2098.8617
459 | -3184.7105 | -4471.0709 | 1286.3604 | -79.3776 | 1299.5965
460 | -2987.7272 | -4525.4325 | 1537.7053 | -1624.3564 | -270.6264
461 | 102.2383 | 5267.1304 | -5164.8921 | 146.2891 | 3029.0968
462 | -4794.4123 | -1410.5346 | -3383.8777 | 2333.5202 | -4216.6132
463 | 2568.7592 | 1018.3396 | 1550.4196 | -3950.7168 | 1482.7624
464 | -5500.97 | -3720.0468 | -1780.9231 | 1132.827 | 391.2595
465 | -2689.2212 | 3072.4039 | -5761.6251 | 1136.9403 | -4573.6207
466 | 3900.0708 | 911.0015 | 2989.0693 | 315.4317 | 1125.5126
467 | 4058.5957 | 6235.5013 | -2176.9056 | -961.4974 | 4387.3644
468 | 2447.6757 | 5553.6036 | -3105.9279 | -2081.8275 | 1686.9867
469 | 588.1025 | -1482.7955 | 2070.898 | -349.4243 | -614.45
470 | 1473.3743 | 575.7223 | 897.652 | 1976.9016 | 322.5873
471 | 10363.4389 | 11103.6183 | -740.1794 | -2927.6337 | -1010.0276
472 | -6461.3179 | -9699.2972 | 3237.9793 | 732.2289 | -2880.0714
473 | 3396.9194 | 7186.4843 | -3789.5649 | 2084.4681 | -3017.623
474 | -918.2841 | 2278.2351 | -3196.5192 | 834.864 | -3288.9197
475 | -280.8371 | -6390.9832 | 6110.146 | 2435.574 | -4933.8783
476 | -6663.0074 | -10559.2759 | 3896.2685 | -1861.3198 | 702.724
477 | -7067.7094 | -9489.815 | 2422.1056 | 1495.7108 | -2219.1381
478 | -3345.0026 | -3973.0779 | 628.0753 | 3609.1411 | 1060.078
479 | -2153.0439 | -2062.5369 | -90.5069 | 1698.0894 | -5192.3993
480 | -7944.6047 | -7806.0958 | -138.5089 | -1628.1086 | 1622.4515
481 | -2014.1605 | -2633.9543 | 619.7937 | 3676.2093 | 2132.1888
482 | -5686.6135 | -6279.5037 | 592.8902 | -1407.8955 | 2756.2148
483 | 3755.4247 | 5343.6508 | -1588.2261 | 1628.1788 | 4168.3771
484 | 6348.3766 | 8318.5367 | -1970.1601 | 354.7961 | -231.954
485 | -674.0422 | -2595.6298 | 1921.5876 | 129.7609 | 374.4226
486 | 2956.5572 | 5330.1045 | -2373.5474 | 319.81 | 73.7446
487 | 4449.9661 | 7131.6696 | -2681.7035 | 491.7449 | -1544.7392
488 | -3634.9156 | -4120.1746 | 485.259 | -1648.3732 | -2557.3027
489 | 738.0139 | -4398.9503 | 5136.9643 | 3264.3893 | -3477.3905
490 | 187.1055 | -2240.6587 | 2427.7641 | 2111.264 | 259.2125
491 | 3571.3067 | 3207.3474 | 363.9593 | -2902.7888 | -931.4299
492 | 5838.5334 | 7985.3028 | -2146.7695 | -156.8239 | 167.6584
493 | -1558.1117 | -5295.6893 | 3737.5776 | 3834.8375 | 318.1101
494 | -3302.8717 | -5339.4933 | 2036.6216 | -522.6497 | -306.7818
495 | -4622.5341 | -6629.4188 | 2006.8847 | -1891.8829 | -826.5352
496 | -1162.3283 | -1285.7341 | 123.4058 | -1156.3502 | -2953.8912
497 | -1801.3325 | -4082.225 | 2280.8925 | 1114.4176 | -246.9723
498 | 2978.2276 | 4611.2335 | -1633.0059 | -3051.681 | 4147.9959
499 | -1540.3874 | -1331.7668 | -208.6206 | 1820.2885 | 3878.2109
500 | 385.992 | 4963.6246 | -4577.6326 | -704.9427 | 2861.0416
501 | -6432.5934 | -11807.3609 | 5374.7674 | -2497.0045 | 257.0361
502 | 1609.0333 | 4674.6286 | -3065.5953 | -882.5292 | -796.6423
503 | -2458.6212 | -1886.1547 | -572.4664 | 526.2047 | -1787.2963
504 | 1523.9694 | 83.8744 | 1440.095 | -301.5519 | 959.2129
505 | -1814.3802 | -5020.5927 | 3206.2125 | 575.6917 | 120.4039
506 | -555.0639 | 2424.0931 | -2979.157 | -2049.75 | 2494.2264
507 | -10015.4539 | -14701.1311 | 4685.6772 | 1778.733 | 1974.0596
508 | -8383.9207 | -8698.3739 | 314.4532 | 1519.9973 | -1352.2629
509 | 7621.8402 | 12341.3133 | -4719.4731 | 1197.0008 | 1593.5249
510 | 4732.8295 | 5261.304 | -528.4746 | 3372.9782 | 2343.7183
511 | -2728.4677 | -345.8417 | -2382.626 | -3544.8024 | -2019.3637
512 | 169.1642 | 3496.4606 | -3327.2965 | 548.5164 | -911.2564
513 | 8179.5907 | 7934.3192 | 245.2715 | -2212.7882 | -671.0435
514 | -12.0428 | 5019.0384 | -5031.0812 | -445.6411 | -1896.1284
515 | 4611.297 | 2367.1134 | 2244.1836 | 112.3374 | -221.6499
516 | 8065.1938 | 7638.2898 | 426.904 | 540.9677 | -286.6426
517 | -4221.5079 | -5518.1005 | 1296.5927 | 218.1243 | -746.3713
518 | 1880.9153 | -685.4828 | 2566.3981 | -3591.6995 | -25.4197
519 | 697.036 | 3950.662 | -3253.626 | 699.9238 | 785.5444
520 | -1859.3767 | -9940.4066 | 8081.03 | 1765.1949 | -1813.6946
521 | 5451.8656 | -125.4222 | 5577.2879 | 1121.3843 | 336.2196
522 | -4762.1056 | -6696.7399 | 1934.6342 | -893.0178 | 2967.6654
523 | 9722.7062 | 14300.1312 | -4577.425 | -1132.578 | -197.8698
524 | 1114.1154 | 1389.2481 | -275.1327 | 712.4124 | -2146.4715
525 | -262.4928 | -2293.8187 | 2031.3259 | 80.1746 | -3698.6431
526 | -1719.6403 | -3940.0578 | 2220.4175 | -3926.6739 | 1226.3276
527 | 2128.4881 | 1168.2096 | 960.2785 | -1189.4319 | 3045.2429
528 | -551.1232 | -4683.5189 | 4132.3958 | -64.9601 | -2138.5347
529 | 1870.9408 | 4222.9282 | -2351.9874 | 4650.4508 | -1806.8266
530 | 7511.3635 | 12623.1585 | -5111.795 | -2244.0785 | 1199.6958
531 | 2897.5778 | 1895.3893 | 1002.1885 | 1454.4719 | 108.6698
532 | -6068.3839 | -9114.9154 | 3046.5315 | -440.0489 | 101.9005
533 | -2344.3521 | 983.2428 | -3327.5949 | 2192.0132 | 2006.2327
534 | 1826.199 | 4354.5969 | -2528.3979 | 580.7609 | 512.5317
535 | 371.5056 | -3542.6607 | 3914.1663 | -606.9568 | 3270.502
536 | -2340.4991 | -3212.5927 | 872.0936 | 1421.0578 | 3016.4468
537 | 2999.1765 | 5294.2658 | -2295.0894 | 2819.3828 | -2542.2575
538 | -108.716 | 4984.6359 | -5093.3518 | 215.535 | 2014.8423
539 | -260.4941 | 60.4781 | -320.9722 | -904.5168 | -122.2591
540 | -5722.1652 | -9258.4305 | 3536.2653 | -3145.0695 | 263.6988
541 | 2664.442 | 2254.4376 | 410.0043 | 647.0856 | 3249.2004
542 | 6436.253 | 8307.9458 | -1871.6927 | -377.2674 | 907.4799
543 | -375.7825 | 3308.1958 | -3683.9784 | -1197.4036 | -1556.8829
544 | -2067.7102 | -983.553 | -1084.1572 | 1933.049 | 890.2442
545 | -2763.149 | -4630.6297 | 1867.4808 | -1093.2487 | -1708.7268
546 | 6126.8456 | 4022.8624 | 2103.9832 | 2067.0016 | 3812.6898
547 | 1471.0183 | 1216.3326 | 254.6857 | 2847.7013 | -1665.9885
548 | -1340.0188 | -1214.597 | -125.4218 | 3676.1436 | 1176.9291
549 | 559.392 | -1637.8835 | 2197.2755 | 609.2073 | 5859.9624
550 | -601.1892 | 2298.1469 | -2899.336 | 142.0691 | 2292.7665
551 | 4833.1708 | 6452.1867 | -1619.0159 | 2046.6531 | 2083.2196
552 | 4062.2369 | 2962.1193 | 1100.1176 | 2572.7187 | -1172.4605
553 | 102.1206 | -2051.2602 | 2153.3808 | 660.9037 | -1314.9137
554 | -964.3241 | -3138.2425 | 2173.9185 | -2778.0172 | -2154.5616
555 | 2609.2345 | 3319.2728 | -710.0384 | 590.8111 | 1270.2467
556 | -5124.6769 | -7903.0316 | 2778.3547 | 3427.6437 | 493.3028
557 | 2624.5471 | 1815.6918 | 808.8553 | -1465.5068 | 1430.3368
558 | 2746.2675 | 1293.821 | 1452.4465 | 1473.6724 | -1542.4525
559 | -1021.8011 | 1871.1766 | -2892.9777 | 2453.0877 | 3064.2913
560 | -3763.0099 | -3756.8974 | -6.1125 | -1898.8316 | -708.5339
561 | -5204.1412 | -3904.1072 | -1300.034 | 298.1103 | 3725.1728
562 | 7.4817 | -4235.3937 | 4242.8754 | -1914.5968 | -2135.1333
563 | 1245.0267 | 309.4247 | 935.602 | 1434.1125 | 1440.5284
564 | -116.8475 | -2376.3414 | 2259.494 | -467.6755 | 3410.8931
565 | -717.52 | 5698.3426 | -6415.8625 | -2375.5648 | -2492.7569
566 | 6507.6073 | 7761.3764 | -1253.7692 | -407.2854 | -2065.5394
567 | -1542.3886 | -133.3571 | -1409.0315 | 897.1305 | -3277.829
568 | 4424.571 | 3703.0011 | 721.5699 | -2747.6171 | -2454.012
569 | 1715.7641 | 3353.0096 | -1637.2454 | 493.9258 | -905.8702
570 | -2976.4435 | -3854.9281 | 878.4846 | -964.2326 | 1167.3745
571 | 1406.2773 | 169.3497 | 1236.9277 | -1533.6316 | -2509.6413
572 | -4237.4924 | 2184.8027 | -6422.2951 | -446.1497 | 3615.9086
573 | -2368.5552 | -3921.5813 | 1553.0261 | 843.7321 | 1118.2978
574 | -3182.2375 | -375.1175 | -2807.12 | -514.1679 | -411.853
575 | 1351.6183 | 3424.812 | -2073.1937 | 2599.2521 | -1980
576 | -4235.4235 | -5368.5492 | 1133.1257 | -2048.1744 | 3554.7007
577 | -4410.4861 | -5109.954 | 699.4679 | 1532.6803 | -83.5229
578 | 6725.6686 | 3955.7666 | 2769.9021 | -29.4557 | -787.3051
579 | 1381.9457 | 90.8575 | 1291.0882 | -2910.0015 | -186.2913
580 | -411.0117 | -364.3464 | -46.6653 | 2728.3314 | -211.8798
581 | -634.8685 | 190.8593 | -825.7278 | -991.413 | -1236.9001
582 | 257.2344 | -2247.8553 | 2505.0896 | -3831.1598 | -1789.7833
583 | -1340.8137 | -5147.7575 | 3806.9438 | 1145.3368 | -1947.9255
584 | -4035.2348 | -2983.2573 | -1051.9775 | 876.5654 | -2011.0761
585 | -5989.0957 | -7660.8088 | 1671.7131 | 5.71 | -856.182
586 | -613.1994 | 4804.3204 | -5417.5198 | 196.5963 | 819.1956
587 | 4319.1936 | 10507.3385 | -6188.1449 | 510.3177 | 1455.8478
588 | -4844.3263 | -4911.8928 | 67.5665 | 1635.3453 | -1433.9199
589 | -7149.2935 | -10064.9161 | 2915.6226 | 1405.0381 | 2391.1482
590 | 3714.5742 | 4517.2032 | -802.629 | 1081.57 | 2070.9544
591 | 2730.4077 | 3648.3165 | -917.9088 | 1627.0863 | 2624.8142
592 | 6444.4558 | 2609.482 | 3834.9739 | -542.8013 | 58.9524
593 | 3344.6577 | -740.2052 | 4084.8629 | 146.8524 | 2093.5848
594 | -4246.1694 | -3932.5481 | -313.6213 | -2016.6509 | 475.0846
595 | -484.5604 | -1443.3264 | 958.766 | -1467.7049 | -846.2088
596 | 3872.294 | 4991.6942 | -1119.4001 | -2858.0882 | 3455.8576
597 | 139.5646 | -1737.3331 | 1876.8977 | -792.7841 | 3851.9453
598 | -2654.6865 | -3645.0629 | 990.3764 | 1321.6369 | 1846.7742
599 | -1757.5734 | -2370.9473 | 613.374 | 844.3315 | -1397.4152
600 | 5265.1755 | 4114.7983 | 1150.3772 | -355.3884 | -3945.329
601 | 916.2041 | 318.4684 | 597.7358 | 2286.8294 | 3668.9447
602 | -2431.8108 | -8113.6992 | 5681.8884 | 894.5921 | 1869.8687
603 | -563.4323 | -3894.7687 | 3331.3364 | -5475.1532 | -861.2187
604 | -3485.3388 | -6804.127 | 3318.7882 | 378.9508 | 740.0065
605 | 9231.1073 | 11978.2485 | -2747.1412 | -1640.228 | -2850.0031
606 | -288.1804 | 4623.1347 | -4911.315 | -1299.0695 | -1773.5593
607 | -425.0087 | 2410.5877 | -2835.5964 | 497.5119 | 985.4198
608 | -71.926 | 314.5809 | -386.5069 | 730.4941 | -876.0684
609 | -1397.8896 | -1920.6284 | 522.7388 | 2599.0339 | 407.0985
610 | 98.9065 | 2956.7981 | -2857.8916 | -1292.1121 | 227.1693
611 | -3660.546 | -6137.2762 | 2476.7302 | -1472.7141 | -61.9742
612 | -679.8702 | -3132.262 | 2452.3918 | 3817.2484 | -1420.1664
613 | -456.4155 | 1516.1095 | -1972.525 | -3664.4524 | 2643.3042
614 | -2432.0542 | 446.8001 | -2878.8543 | -73.1468 | 2675.0025
615 | -5849.1596 | -6012.4129 | 163.2532 | 174.2074 | 3448.9511
616 | 12379.3218 | 16336.8071 | -3957.4852 | 1613.9224 | -2800.7732
617 | 755.4232 | -1366.1083 | 2121.5315 | 701.2051 | -18.3848
618 | 3331.1487 | -1062.4232 | 4393.5719 | -1273.2371 | -163.8782
619 | 3314.0543 | 3533.1687 | -219.1144 | -1792.3165 | 4464.7554
620 | -1603.7561 | -103.5091 | -1500.247 | -654.8159 | 2430.1061
621 | -1589.935 | 497.4543 | -2087.3894 | -19.5482 | -5.903
622 | 4794.616 | 4163.8112 | 630.8048 | 652.8893 | 3300.385
623 | 7007.0766 | 7999.1241 | -992.0475 | 4086.9923 | 1044.6451
624 | 5117.5074 | 3116.2198 | 2001.2876 | 1946.0431 | -1328.8492
625 | 246.108 | -1215.3035 | 1461.4115 | 2261.5403 | -1934.7908
626 | 1606.1615 | 2881.8423 | -1275.6808 | -718.6758 | 2769.735
627 | -6719.2454 | -8277.0914 | 1557.846 | 84.7215 | 1181.2872
628 | 6852.3726 | 9145.4112 | -2293.0386 | -1664.7324 | -177.7125
629 | 3011.4903 | 5062.0953 | -2050.6049 | -1058.8219 | 1482.8929
630 | 253.186 | 289.9857 | -36.7997 | 793.9024 | 4486.2995
631 | -420.5928 | 1074.6159 | -1495.2087 | 1075.1076 | 315.4276
632 | -3153.645 | -5658.588 | 2504.943 | 65.7721 | 2206.0834
633 | 7339.8611 | 11980.6169 | -4640.7558 | -2410.9567 | 383.7371
634 | 6259.4639 | 6866.5863 | -607.1224 | 3138.3687 | -806.64
635 | 1074.1987 | 3487.4522 | -2413.2534 | 2482.513 | -526.4685
636 | 1174.7114 | 2003.8437 | -829.1323 | -196.2561 | -678.2588
637 | -334.9292 | -71.0394 | -263.8898 | -2569.1462 | -2558.1085
638 | -3232.0235 | -1641.1695 | -1590.854 | -3448.9912 | -344.8039
639 | 5263.6498 | 6616.6415 | -1352.9917 | 1592.9262 | -987.4561
640 | 765.0575 | -479.9789 | 1245.0364 | 2203.3397 | -1582.5858
641 | 2577.525 | 1890.1557 | 687.3692 | -607.8186 | -4070.3622
642 | 2571.2678 | 3462.4256 | -891.1578 | 1213.5478 | -598.4769
643 | -2964.0099 | -6727.6986 | 3763.6886 | -515.1707 | -392.9748
644 | -3958.2657 | -8000.322 | 4042.0563 | -97.0912 | 218.6612
645 | 221.5203 | 204.4771 | 17.0432 | -1714.6755 | -92.5216
646 | 6360.3328 | 9310.5295 | -2950.1967 | -280.6269 | 1682.4672
647 | 4092.5546 | 6848.9368 | -2756.3822 | 966.2925 | -466.2135
648 | 7528.1872 | 4091.3394 | 3436.8478 | 2198.0793 | 3079.6325
649 | 86.4849 | -1632.589 | 1719.0738 | -30.7475 | -447.5678
650 | 992.8372 | 2050.7019 | -1057.8647 | -1112.7657 | 224.0535
651 | -3652.8793 | -4644.3639 | 991.4847 | 1678.9043 | -1818.0974
652 | 539.4596 | -453.5225 | 992.9821 | 49.7514 | 802.5126
653 | -658.3236 | -2236.5047 | 1578.1811 | -185.34 | -683.414
654 | 807.7974 | 2214.3795 | -1406.5821 | 1186.5152 | -10.9443
655 | -1129.5776 | -2085.5191 | 955.9416 | 706.8233 | -2491.3289
656 | -1585.4502 | -4825.4405 | 3239.9902 | -610.826 | -491.632
657 | -802.3272 | 245.1864 | -1047.5136 | 658.3036 | 1960.5623
658 | -292.67 | -3535.5403 | 3242.8702 | -711.3492 | -2185.042
659 | -1717.3068 | -518.2018 | -1199.105 | -2350.8915 | -3473.9679
660 | 735.9843 | -3229.287 | 3965.2712 | 544.8015 | -553.5916
661 | -5010.4236 | -8907.3484 | 3896.9248 | -3233.3455 | 3557.0015
662 | -46.6688 | -1147.1467 | 1100.4779 | 735.9196 | 595.5374
663 | 1217.2353 | -233.7868 | 1451.0222 | -1121.9623 | -1710.3808
664 | -6985.315 | -9717.1622 | 2731.8472 | 503.3181 | 998.6473
665 | -7947.119 | -8165.8232 | 218.7042 | 1848.7989 | 490.3739
666 | -7811.0923 | -6549.6771 | -1261.4153 | 487.7924 | -267.7831
667 | 1945.9516 | -401.9037 | 2347.8552 | 1532.6223 | -2263.4229
668 | -1110.3688 | -2833.2403 | 1722.8715 | -1360.2163 | 1508.6093
669 | -2298.3915 | -1177.5288 | -1120.8627 | 2436.2194 | 2090.5016
670 | 1071.6703 | 2928.8119 | -1857.1416 | 2240.8131 | -3045.6108
671 | -2023.448 | 605.8232 | -2629.2712 | 104.5134 | 474.5951
672 | -9103.3601 | -8617.2254 | -486.1347 | 3529.3746 | -2535.8241
673 | -1579.7671 | -5379.0985 | 3799.3315 | -430.3407 | -766.6872
674 | -3068.306 | -6998.9336 | 3930.6276 | -2551.0809 | -1231.5295
675 | -448.9917 | 736.2306 | -1185.2223 | -998.8096 | -2293.0303
676 | 2038.1572 | 6168.3407 | -4130.1835 | 1146.0374 | -843.3986
677 | -7226.6085 | -8967.5242 | 1740.9157 | 101.4767 | -2764.8405
678 | 2753.1385 | 2068.2909 | 684.8477 | 2724.5353 | -177.8096
679 | -1289.6708 | -1892.5253 | 602.8545 | 970.3487 | 5454.2787
680 | -4395.9896 | -5618.7704 | 1222.7808 | -1706.4349 | -175.3039
681 | -1081.9486 | -3410.808 | 2328.8595 | -1170.7423 | -1001.536
682 | -4532.9044 | -4594.9409 | 62.0365 | -1854.208 | -2103.6356
683 | 3188.5601 | 4384.3874 | -1195.8273 | 175.102 | 2793.7484
684 | 4351.6736 | 3791.3931 | 560.2804 | 245.4388 | 1467.2817
685 | -5916.6191 | -5338.9264 | -577.6927 | -2302.9894 | 2922.1283
686 | 809.857 | 2453.0462 | -1643.1892 | 3054.8988 | 1262.6529
687 | 292.2101 | -2607.7606 | 2899.9707 | -256.5658 | -931.2574
688 | -5014.4257 | -9334.5373 | 4320.1116 | 1248.812 | 1496.1593
689 | -306.8093 | -472.7931 | 165.9838 | 278.4012 | 3747.3367
690 | -993.2397 | 1808.9699 | -2802.2096 | 1121.6229 | -2162.1508
691 | 3906.8131 | 1477.1558 | 2429.6573 | -1858.0591 | 1249.4168
692 | -1896.1367 | 1831.3165 | -3727.4532 | -2396.7442 | 89.9248
693 | 275.2174 | -728.6245 | 1003.842 | -1279.5339 | 132.0988
694 | 6363.9546 | 9347.7572 | -2983.8025 | -2932.5828 | 664.2211
695 | -6442.8831 | -7472.3648 | 1029.4817 | -1508.8832 | 2033.1147
696 | 1197.0884 | 1468.8784 | -271.7899 | 1363.0733 | 192.1951
697 | -7543.8152 | -4844.8549 | -2698.9603 | 769.52 | -8.4781
698 | -717.6594 | -5642.2285 | 4924.5692 | 2167.9604 | -1863.3139
699 | 207.5453 | -1471.2888 | 1678.834 | -872.7046 | 641.6405
700 | 1627.7392 | -425.1655 | 2052.9048 | -1079.6108 | -533.6301
701 | 1306.4774 | 2213.5978 | -907.1204 | 3297.2104 | 3908.4517
702 | 2762.0841 | -1277.9583 | 4040.0423 | 2573.3813 | 2664.7298
703 | 1006.4096 | 1422.2283 | -415.8187 | -2020.6574 | 518.5878
704 | 2649.5309 | 2719.937 | -70.4061 | -1934.4379 | -949.5567
705 | 2538.2622 | 1699.7677 | 838.4945 | -2070.1905 | -3868.2424
706 | 1939.5501 | 3266.4033 | -1326.8533 | -2433.7253 | -1023.1808
707 | -3484.89 | 1428.4602 | -4913.3502 | -405.2367 | 2982.8819
708 | 1145.6785 | 4814.942 | -3669.2635 | -949.9913 | -662.7181
709 | -1388.0667 | -1569.6852 | 181.6185 | -741.0205 | 2494.6096
710 | -3824.044 | -745.8252 | -3078.2189 | 1888.229 | -4931.1627
711 | -740.4208 | -1735.6786 | 995.2578 | -1213.3512 | -5446.2999
712 | -46.763 | -1672.4096 | 1625.6467 | 2712.6099 | 908.5742
713 | -1374.7064 | 221.6574 | -1596.3639 | 1857.2858 | 485.7718
714 | 5811.9028 | 12883.9638 | -7072.061 | 2766.1323 | 1132.4929
715 | -671.1703 | -1251.1163 | 579.946 | 1211.18 | -1576.3101
716 | 1489.3439 | 5413.4415 | -3924.0975 | -346.7646 | 216.135
717 | 6982.8271 | 10071.139 | -3088.3118 | 1856.82 | -1267.9865
718 | 7019.4906 | 11402.1219 | -4382.6313 | 661.3695 | -2267.8721
719 | 7763.8419 | 8977.1947 | -1213.3529 | -1119.8233 | 542.6114
720 | 3356.37 | 3056.8936 | 299.4764 | 1217.2257 | -0.40768
721 | 6518.8182 | 4049.6868 | 2469.1314 | 1037.6101 | 238.6804
722 | 6467.5768 | 8765.9897 | -2298.4129 | 2887.1366 | 1210.7404
723 | 68.9139 | 917.1749 | -848.2611 | 1418.8802 | 1885.9751
724 | -3123.3309 | -4601.3411 | 1478.0102 | 415.0685 | -2783.3743
725 | -5543.6042 | -4097.511 | -1446.0932 | -1045.316 | -48.7512
726 | -5402.6138 | -9517.7202 | 4115.1065 | 69.4543 | 1130.3138
727 | 3137.961 | 516.8583 | 2621.1027 | 2742.0063 | 499.4234
728 | -2807.4788 | -6701.985 | 3894.5062 | 1242.4519 | 477.1551
729 | 3674.1825 | 7104.2734 | -3430.0909 | 1666.1322 | 5219.5643
730 | 522.8425 | 1485.9317 | -963.0892 | -1984.7925 | -295.7047
731 | -2546.0987 | -2829.4487 | 283.3499 | 692.9504 | -1063.9491
732 | -566.7491 | -3855.3517 | 3288.6026 | -2320.8641 | -1915.6952
733 | -912.7715 | -466.4079 | -446.3636 | 478.5827 | 2259.2043
734 | 3014.2618 | 6933.7072 | -3919.4454 | -2429.8158 | 1697.4086
735 | -849.1414 | 2795.3456 | -3644.487 | -649.5059 | -3289.7662
736 | -2245.0128 | -2797.0587 | 552.0459 | 187.6987 | -2505.33
737 | -1693.9368 | -6152.3503 | 4458.4136 | -6.2192 | -4040.8294
738 | 4253.353 | 7734.9173 | -3481.5642 | 1256.8104 | -6489.424
739 | 1827.4886 | 2107.6076 | -280.1191 | -985.2035 | 1062.6004
740 | 313.3984 | 2576.5327 | -2263.1344 | -2047.0671 | -1981.7853
741 | 41.9484 | 1223.7466 | -1181.7981 | 1105.4751 | 6210.8018
742 | -7504.1382 | -10201.3541 | 2697.2159 | -1792.9263 | -468.1796
743 | -1668.1666 | -1132.7327 | -535.4339 | -87.0691 | 4075.9729
744 | -2744.3548 | -533.0779 | -2211.2769 | 704.5957 | 1409.6119
745 | -5835.7683 | -4183.9152 | -1651.8531 | 1654.7347 | 1821.2827
746 | 224.7602 | -365.3525 | 590.1128 | -330.7969 | 2003.604
747 | -848.3623 | -1816.9448 | 968.5825 | -3109.0978 | -2266.1937
748 | -866.1555 | 1900.2912 | -2766.4467 | 463.3052 | 45.9334
749 | -2977.186 | -4874.546 | 1897.36 | -432.5899 | -1513.4323
750 | 6630.4828 | 6416.5692 | 213.9136 | -478.1909 | -1704.6741
751 | 3341.9871 | 7772.412 | -4430.4249 | 1209.1697 | 4481.5995
752 | 11557.1779 | 14102.7364 | -2545.5584 | 1736.2612 | 900.6073
753 | 2327.8101 | 8779.6461 | -6451.8361 | -618.7732 | 6214.2115
754 | -44.6355 | 436.3509 | -480.9864 | 659.5056 | -272.2597
755 | -1975.9367 | -3969.4158 | 1993.4791 | -1487.5867 | 3306.2451
756 | 4014.7423 | 3492.5432 | 522.1991 | -676.9906 | 3021.3068
757 | 993.1999 | 2101.9467 | -1108.7467 | 4196.0009 | 224.7808
758 | -3048.3062 | -3217.4845 | 169.1783 | 417.9623 | -1838.2833
759 | -4965.2617 | -6520.093 | 1554.8313 | 1291.7083 | -2310.4868
760 | 950.9229 | 936.9542 | 13.9687 | 1362.4511 | -769.2389
761 | 2759.4673 | 4121.4078 | -1361.9405 | -1833.5582 | -113.0979
762 | 2661.7228 | -71.2375 | 2732.9603 | 1039.599 | -2312.5008
763 | -9301.3516 | -12572.145 | 3270.7933 | 2424.9309 | -47.9844
764 | -1655.008 | -6820.5428 | 5165.5348 | 102.5706 | -1642.3509
765 | 2238.7152 | -2752.1677 | 4990.8829 | -36.9711 | -358.8804
766 | -836.5866 | -1355.4355 | 518.8489 | -647.8785 | -326.8353
767 | -8659.5848 | -13441.4037 | 4781.8189 | -1289.2973 | -1929.9609
768 | -658.9301 | 1090.7973 | -1749.7274 | 1105.4348 | -759.3089
769 | -6498.5954 | -6203.754 | -294.8414 | -569.387 | -1208.643
770 | -2901.3236 | -1871.5631 | -1029.7605 | 45.0738 | 2069.0868
771 | -5591.5732 | -7518.5651 | 1926.9918 | 1661.279 | 310.9904
772 | 2812.7228 | 2331.8638 | 480.8591 | 1456.4443 | -2980.6405
773 | 6324.872 | 6175.9458 | 148.9261 | 793.8853 | -951.6464
774 | -746.8921 | 253.635 | -1000.527 | 470.5345 | -1599.5796
775 | 4834.8766 | 6944.5171 | -2109.6405 | 1259.1358 | 1991.4914
776 | -1121.5323 | -612.9507 | -508.5816 | 1503.0241 | 689.3649
777 | -4412.2315 | -4256.4577 | -155.7738 | 1128.439 | 2097.8778
778 | -1391.6949 | -3912.6298 | 2520.9348 | -973.0807 | 131.2038
779 | -2551.8321 | -4027.7757 | 1475.9436 | 2435.139 | 1426.7627
780 | 346.6832 | -1569.7412 | 1916.4244 | -626.7769 | 2741.5559
781 | 4967.5406 | 7966.7725 | -2999.2319 | 850.908 | -2891.4779
782 | 1038.4662 | -496.4915 | 1534.9578 | -2109.9623 | -606.6701
783 | 3805.1871 | 2461.7435 | 1343.4436 | -660.3501 | 2257.8855
784 | -2005.0856 | -4532.7233 | 2527.6377 | 4055.6254 | 2647.9321
785 | 2905.1318 | 1877.7058 | 1027.426 | -84.516 | -1522.7422
786 | -498.8359 | -3026.6752 | 2527.8393 | -1634.8133 | -660.3615
787 | 69.0665 | -449.6904 | 518.7569 | -2977.4657 | 1475.3097
788 | 3367.0236 | 1395.5285 | 1971.4951 | 311.1736 | -4808.4049
789 | 1278.8774 | -442.1154 | 1720.9929 | -1020.1891 | 2247.5756
790 | -15518.6109 | -18234.7337 | 2716.1229 | -945.431 | -640.706
791 | 4091.7089 | 4934.8079 | -843.099 | -263.9334 | 1854.1751
792 | 2344.0235 | 1392.2604 | 951.7631 | -2179.8456 | 2221.0791
793 | 1175.8292 | 3715.4391 | -2539.6099 | 1453.648 | -1622.1312
794 | 5313.0421 | 5309.0363 | 4.0059 | 2163.737 | 746.4106
795 | -4752.0832 | -3050.7239 | -1701.3593 | 2631.0147 | 509.8254
796 | -1747.1083 | -1630.9901 | -116.1183 | 413.3508 | -870.51
797 | -489.6099 | -689.9989 | 200.389 | -464.8913 | -2239.3228
798 | 159.7173 | -3183.8409 | 3343.5582 | 372.7563 | 907.9043
799 | -197.8565 | 693.3421 | -891.1986 | -288.1182 | 1921.5601
800 | -2767.1241 | 512.3695 | -3279.4936 | 3909.3101 | 392.295
801 | -759.4117 | -3142.9121 | 2383.5005 | -3023.3407 | 2517.852
802 | -2598.8805 | -1955.7241 | -643.1564 | -227.7189 | 664.5723
803 | 3619.3855 | 2516.1329 | 1103.2526 | -1771.4087 | -2037.1236
804 | -1659.7111 | 1355.9852 | -3015.6963 | -143.614 | -5201.8411
805 | -853.3513 | 2758.4673 | -3611.8186 | -2550.3374 | 2092.8107
806 | -33.6808 | -1043.1356 | 1009.4548 | -167.2846 | 301.3732
807 | 2090.3016 | 3255.5885 | -1165.2869 | -2423.128 | 1814.6339
808 | -3480.3871 | -5135.6771 | 1655.29 | 1975.1348 | 381.9681
809 | 155.1846 | 1215.8 | -1060.6154 | 1979.5405 | -2443.0986
810 | 332.2414 | -1993.4321 | 2325.6734 | 79.9986 | 1003.3974
811 | 2657.3226 | 5328.7176 | -2671.3949 | 504.5067 | -4681.151
812 | 1924.6755 | 3996.4859 | -2071.8104 | -2945.5784 | 1807.3543
813 | -1737.7287 | -1622.0136 | -115.7151 | -977.3512 | 1775.7301
814 | -1282.9082 | -1856.933 | 574.0248 | 322.588 | 1635.6084
815 | -5328.612 | -2258.2879 | -3070.3241 | -195.0106 | 704.8146
816 | 2214.7124 | 1603.1497 | 611.5626 | 1844.7162 | 1133.4993
817 | 906.3354 | 1566.4456 | -660.1102 | 1416.9792 | 986.6562
818 | -2053.1323 | -1518.604 | -534.5283 | 306.8281 | 3403.6335
819 | 2409.1335 | 3098.124 | -688.9905 | -2222.7272 | -1137.2128
820 | -2601.3467 | -459.1936 | -2142.1531 | 1789.0162 | -918.6688
821 | 4582.7889 | 6528.2501 | -1945.4612 | 2600.1814 | 1991.4209
822 | -3686.8711 | -3729.9573 | 43.0862 | -2687.7041 | -2106.1152
823 | -434.9422 | -180.6916 | -254.2507 | -798.664 | 3171.6846
824 | 6154.2219 | 2668.078 | 3486.1439 | 2420.9166 | -4420.0801
825 | -4561.5196 | -8533.2027 | 3971.6831 | 1032.2063 | 633.4545
826 | -2834.1349 | -1425.2733 | -1408.8616 | 2160.2516 | -91.9883
827 | 220.5133 | -2517.2279 | 2737.7412 | -1225.9072 | -1188.0999
828 | 3995.4166 | 4053.8166 | -58.3999 | 3983.552 | 971.166
829 | -2071.7351 | -4981.5478 | 2909.8126 | -539.1032 | -664.3802
830 | 4710.9447 | 8397.1078 | -3686.163 | -939.9818 | 4306.4648
831 | -9256.5332 | -8576.4233 | -680.1099 | 547.39 | 2633.2227
832 | -1516.9294 | -4667.1291 | 3150.1997 | 3284.5685 | 1965.6975
833 | 8548.5943 | 12772.4958 | -4223.9015 | 2458.875 | -2528.2557
834 | 3983.9141 | 5575.5022 | -1591.5881 | -895.4271 | -2771.17
835 | 1668.1037 | 356.3466 | 1311.7571 | 42.411 | 1774.3471
836 | 6855.0308 | 4226.3938 | 2628.637 | -16.6041 | 2964.6677
837 | -36.9012 | 1553.6663 | -1590.5675 | 2258.9729 | 42.3587
838 | -5461.154 | -5275.4822 | -185.6718 | -3170.3166 | -2880.6074
839 | 477.9813 | -1579.6573 | 2057.6386 | 513.2834 | 2181.9027
840 | 897.1214 | 2297.9368 | -1400.8154 | -1815.1029 | -768.6129
841 | -3334.3648 | -6157.6781 | 2823.3133 | 1746.5136 | -861.9911
842 | 1593.0113 | 1522.6474 | 70.364 | -808.6638 | -366.2404
843 | 3793.3745 | 6266.5486 | -2473.1741 | -2657.321 | 743.7592
844 | -3237.5072 | -4916.7809 | 1679.2738 | -315.3199 | -1973.5992
845 | -486.9921 | 1404.914 | -1891.906 | 2110.9053 | 2524.1722
846 | -2598.9362 | -7774.8999 | 5175.9637 | -1321.2299 | 2923.6709
847 | -7976.2794 | -8561.3798 | 585.1004 | -2229.7803 | -463.0424
848 | -3484.795 | -6681.4416 | 3196.6466 | -2116.126 | 1376.8018
849 | -3390.7384 | -3832.6497 | 441.9113 | -1.6774 | 5460.0418
850 | -3525.2713 | -287.9578 | -3237.3135 | 2005.6241 | 3440.1923
851 | 932.401 | 1492.6397 | -560.2387 | -1562.4156 | 4439.1166
852 | 3455.4539 | 2185.7209 | 1269.733 | 2933.584 | 2346.4067
853 | 3341.4763 | 1671.9967 | 1669.4795 | 483.7838 | 387.351
854 | -1355.4069 | -2991.3499 | 1635.943 | -1835.3897 | 307.0073
855 | 8776.6419 | 9261.8534 | -485.2115 | -691.5203 | 113.3494
856 | 8681.8408 | 14217.7587 | -5535.9179 | 2503.7512 | 2539.7939
857 | -2826.5167 | -1753.0871 | -1073.4296 | -1411.4711 | -872.5464
858 | -2289.2033 | -1734.0822 | -555.1211 | 359.322 | -1788.2662
859 | 5706.9325 | 5340.4154 | 366.5171 | 679.3832 | 1158.5809
860 | 75.5426 | 3008.9322 | -2933.3896 | 4658.7044 | 1707.6217
861 | 609.8989 | 4737.8064 | -4127.9076 | -2207.4295 | 2417.1044
862 | -4281.1568 | -4645.3271 | 364.1702 | -1974.1601 | -2238.7195
863 | -3577.0869 | -2543.9001 | -1033.1867 | 1408.4852 | -2487.5429
864 | -1359.1331 | 1204.3444 | -2563.4775 | -544.4185 | 247.2762
865 | -3547.2933 | -4984.5122 | 1437.2189 | 167.6959 | -531.0629
866 | -5045.1939 | -9398.5719 | 4353.378 | 2912.0181 | -2004.2805
867 | -2099.0384 | -3033.5922 | 934.5539 | 710.6042 | 2738.0366
868 | 3328.8522 | 1194.1599 | 2134.6922 | 3002.7592 | 1743.9866
869 | 4944.2063 | 2429.1327 | 2515.0736 | -2404.955 | -4041.3042
870 | 2782.0896 | 1318.2718 | 1463.8178 | 1464.0286 | 4319.6843
871 | -5222.7623 | -6451.7722 | 1229.0098 | -619.2089 | 650.9837
872 | 2988.7428 | 5568.7106 | -2579.9679 | -1388.3552 | -2517.8261
873 | 4351.4726 | 3722.7948 | 628.6778 | 368.5074 | 858.2427
874 | 7374.1454 | 9343.842 | -1969.6966 | -681.1934 | 3657.2726
875 | 8129.1636 | 8249.5024 | -120.3388 | -1959.1131 | -2521.6075
876 | -295.9412 | -1175.421 | 879.4798 | 628.2912 | -2665.9251
877 | 404.689 | 157.7589 | 246.9301 | 1132.7882 | -1238.1519
878 | 5674.2486 | 8328.6706 | -2654.422 | -1031.1882 | 3125.5494
879 | -1464.1044 | 722.2246 | -2186.3289 | -442.8989 | -301.3711
880 | -84.2637 | -1981.8175 | 1897.5538 | 2251.3156 | 2438.0233
881 | 3268.7076 | 7381.2188 | -4112.5112 | -132.2054 | 3656.774
882 | -3245.5618 | -5123.4984 | 1877.9366 | -1651.6899 | -177.1575
883 | -2122.1584 | 449.674 | -2571.8325 | 340.4165 | 1715.9799
884 | -387.3796 | 695.0302 | -1082.4098 | -1538.3125 | 2484.2309
885 | 7784.2372 | 9950.3636 | -2166.1264 | 1581.9827 | -1363.0179
886 | -7384.3306 | -7645.9512 | 261.6207 | -6.778 | 1334.0525
887 | 2577.0179 | -858.0883 | 3435.1062 | 354.7376 | 2395.3591
888 | -961.0626 | -852.9398 | -108.1227 | 1814.6259 | 1595.2488
889 | -517.4726 | -2350.5555 | 1833.0829 | -1247.4049 | -777.4281
890 | -1470.163 | -2763.2817 | 1293.1187 | -569.7747 | 900.8083
891 | -380.9747 | 397.058 | -778.0327 | -1162.2622 | 1205.2693
892 | -2623.7732 | -5657.1455 | 3033.3722 | 1197.5278 | 1266.3926
893 | 754.6655 | 1309.949 | -555.2835 | -2125.1039 | 186.032
894 | 1236.0076 | 4029.5072 | -2793.4996 | -802.8193 | 4365.2642
895 | -592.174 | -1494.142 | 901.968 | -512.9006 | 1157.2338
896 | -3265.4913 | -4554.9149 | 1289.4236 | 1240.9618 | -5792.7696
897 | 3462.3419 | 4493.9052 | -1031.5633 | -61.9708 | 1090.3081
898 | -668.5358 | 1371.8724 | -2040.4082 | 579.9284 | -2226.3068
899 | 308.3624 | -2176.6191 | 2484.9815 | 970.5122 | 231.024
900 | -3206.1286 | -3746.394 | 540.2654 | 953.6972 | 2883.6952
901 | 1835.4368 | 2933.2631 | -1097.8263 | 472.6626 | -2750.3518
902 | -10700.4832 | -12001.686 | 1301.2028 | -2580.1417 | 583.7818
903 | 2092.0881 | 9661.4287 | -7569.3407 | 2014.5927 | 454.4178
904 | -1292.2549 | -64.512 | -1227.7429 | -1475.7846 | -2794.5243
905 | -4153.1474 | 1136.8194 | -5289.9668 | -2100.707 | 3364.9759
906 | 665.4012 | 1313.4647 | -648.0635 | -990.2651 | 533.9251
907 | 463.8778 | -2649.1791 | 3113.0569 | 877.3303 | -3633.7045
908 | -2090.914 | -3998.3758 | 1907.4617 | -910.6843 | 4452.0116
909 | -2286.8956 | -4896.0483 | 2609.1527 | 136.9465 | -730.6737
910 | -1424.6272 | -2566.7641 | 1142.1368 | 543.4836 | -1567.4237
911 | 1862.1936 | 3992.0044 | -2129.8108 | 944.0352 | -2572.4179
912 | 2386.4095 | 56.4703 | 2329.9392 | -2094.9843 | -1086.005
913 | -2472.0559 | -1649.306 | -822.7499 | -2021.8192 | -982.3945
914 | 4626.2219 | 2542.2339 | 2083.988 | -1766.2601 | -984.4032
915 | -5399.5588 | -2494.1067 | -2905.4521 | -801.4333 | -580.4161
916 | -1463.4325 | -1218.7757 | -244.6567 | -1026.6367 | -511.7092
917 | 2570.1621 | 4053.3755 | -1483.2134 | 426.2515 | -105.1172
918 | 4255.0175 | 6566.9774 | -2311.9599 | 821.9663 | 997.3634
919 | 2962.9611 | 7368.2826 | -4405.3215 | -1456.6747 | 250.7973
920 | 9306.1268 | 12136.6644 | -2830.5376 | 854.5498 | 3269.8707
921 | -13801.8089 | -14441.0822 | 639.2733 | 588.3147 | -4680.7777
922 | 3810.7013 | 2279.6352 | 1531.066 | 960.8874 | -2079.1474
923 | -910.7774 | -3342.4082 | 2431.6308 | 1727.8095 | -2705.4532
924 | -5615.4522 | -11728.5966 | 6113.1445 | -632.8282 | -686.0719
925 | -5465.5393 | -5054.5683 | -410.971 | 2179.7133 | 1472.2054
926 | 2336.9639 | 987.4904 | 1349.4735 | -1103.0004 | 3406.9146
927 | 3101.1458 | 5014.8008 | -1913.655 | -1302.307 | -2579.9153
928 | 2183.2306 | 1378.003 | 805.2276 | -3559.8523 | 2475.8774
929 | -369.8437 | -56.6796 | -313.1641 | -2468.8031 | 1624.544
930 | -2253.4209 | -301.9904 | -1951.4305 | 1676.111 | -522.3619
931 | 140.7815 | 139.1693 | 1.6123 | -986.2489 | 1072.5719
932 | -1511.7612 | -2632.5245 | 1120.7632 | 205.869 | 1260.1196
933 | -1079.2394 | -5853.3244 | 4774.085 | 388.1695 | -3774.5753
934 | 726.9808 | 1543.5022 | -816.5214 | -1740.0196 | 1862.7835
935 | 5812.6964 | 4939.803 | 872.8934 | 1315.9769 | 1926.6978
936 | -5331.1555 | -10796.4632 | 5465.3077 | -342.1516 | -93.1775
937 | -3170.6088 | -7576.1049 | 4405.4961 | -1681.9084 | 2955.9723
938 | 5931.3529 | 7640.2217 | -1708.8688 | -807.6801 | 3077.3901
939 | 7126.3437 | 8039.6287 | -913.285 | -1139.5018 | -2621.7112
940 | -1404.7564 | -331.2347 | -1073.5216 | 1387.6907 | -2133.3433
941 | 7034.4614 | 4721.2341 | 2313.2272 | -681.9854 | -690.0692
942 | -3921.2068 | -2075.0409 | -1846.1659 | -3321.9873 | 1582.9922
943 | -2792.3568 | -4737.0088 | 1944.6521 | 3444.3221 | -3868.267
944 | 445.5464 | -453.2657 | 898.8121 | 2184.5294 | -2190.6199
945 | 3891.6638 | 4255.9296 | -364.2658 | -2553.9414 | -683.9585
946 | -4738.906 | -6562.7519 | 1823.846 | 1108.0987 | 1353.4268
947 | -5036.5172 | -2732.1773 | -2304.3399 | 1910.7771 | 1306.7837
948 | -860.656 | 952.5874 | -1813.2433 | -603.7156 | 2199.4526
949 | 2597.5781 | -666.6029 | 3264.181 | 3790.7947 | -3081.217
950 | 5303.8627 | 6629.4902 | -1325.6275 | 255.4406 | -1536.1454
951 | -9161.7163 | -11611.5482 | 2449.8319 | 646.7613 | 143.0855
952 | 1987.9155 | -714.2053 | 2702.1208 | 549.7358 | 1607.3253
953 | 467.9947 | -2283.2735 | 2751.2682 | 1226.3111 | 1018.7934
954 | -5034.5332 | -5698.982 | 664.4489 | 66.7606 | -2201.6874
955 | -7538.6572 | -8109.5614 | 570.9041 | 3268.9673 | 604.6496
956 | 2330.063 | -1313.9493 | 3644.0123 | -755.5523 | -2796.9364
957 | 7469.1131 | 9435.2286 | -1966.1155 | 2925.0764 | 4256.6669
958 | -962.3771 | -4873.4368 | 3911.0596 | -1134.4959 | -4131.8431
959 | 4094.92 | 12777.9487 | -8683.0287 | -4162.9895 | -4631.3654
960 | -1858.9038 | -1226.4718 | -632.432 | 254.4538 | 3829.3666
961 | -1170.6292 | 1518.1309 | -2688.7601 | -1525.9541 | 739.0227
962 | 250.3098 | 765.7015 | -515.3917 | 5373.0188 | 1478.4692
963 | -1371.2751 | -220.3288 | -1150.9463 | 528.4312 | 1314.7382
964 | -6992.0466 | -2474.4607 | -4517.5859 | 1980.6362 | -2398.7363
965 | 315.0622 | 231.511 | 83.5512 | 1343.0044 | 2074.5043
966 | -497.1229 | -312.3804 | -184.7425 | -2745.1264 | -989.7491
967 | 12.8736 | -962.3313 | 975.2049 | -1993.0177 | 3721.6756
968 | -3077.6044 | -6611.8707 | 3534.2662 | 2094.119 | -957.7281
969 | -756.5386 | -178.3393 | -578.1992 | 896.4505 | -1011.2491
970 | 629.9757 | -2923.5914 | 3553.5671 | -1886.455 | 2513.0972
971 | 1312.2273 | 519.5738 | 792.6535 | -900.1165 | 337.8686
972 | -7472.718 | -6129.1537 | -1343.5643 | 745.009 | 1705.3221
973 | 567.3112 | 2405.4097 | -1838.0985 | -218.5005 | 388.9286
974 | -6744.5733 | -11715.3221 | 4970.7488 | 2118.0751 | -651.6
975 | 5118.0557 | 8855.6692 | -3737.6135 | -2229.8709 | -1211.9973
976 | -7534.1888 | -9573.2425 | 2039.0537 | 1738.1627 | -378.5122
977 | -211.5908 | -47.6361 | -163.9547 | 454.46 | 4814.691
978 | -5332.6645 | -6060.1153 | 727.4507 | 442.7945 | 2166.7057
979 | -2744.684 | -1608.2492 | -1136.4348 | 191.1541 | -775.5819
980 | -4021.5011 | -1967.3842 | -2054.1169 | -607.0465 | -2659.2984
981 | -2806.6463 | -4666.308 | 1859.6617 | 1533.7866 | -2023.1316
982 | 2189.1754 | 4180.9683 | -1991.7928 | 3225.0081 | 2567.427
983 | -1454.3173 | -1013.2342 | -441.0832 | 2465.3628 | -675.2544
984 | 6688.8871 | 6184.8703 | 504.0167 | 821.6765 | 1686.2217
985 | -6147.3442 | -7578.0454 | 1430.7013 | 2224.9822 | 2081.5415
986 | 5595.4358 | 9174.5401 | -3579.1042 | -406.1548 | -599.9789
987 | 320.2483 | 5562.7728 | -5242.5246 | 1348.1653 | 1879.575
988 | 1509.9175 | 413.5869 | 1096.3305 | 1147.4485 | -2262.336
989 | -6545.4083 | -7793.3664 | 1247.9582 | -1302.9827 | 124.4278
990 | 770.9692 | -1300.9744 | 2071.9436 | 1904.6428 | 3769.582
991 | 1766.7744 | 5633.1798 | -3866.4054 | 1741.1804 | -891.4198
992 | -7411.9367 | -10385.0365 | 2973.0998 | 856.2268 | 2808.7017
993 | -1125.8869 | -1997.0064 | 871.1195 | -3376.8676 | -4069.2764
994 | -2313.8468 | 365.3687 | -2679.2156 | 2709.1402 | 1533.7961
995 | 3703.0249 | 2548.8232 | 1154.2016 | -223.1062 | 1981.6996
996 | -787.5562 | -5964.2405 | 5176.6843 | 2938.9876 | 292.3412
997 | -5058.5196 | -8543.7953 | 3485.2757 | 753.4999 | 2614.7357
998 | -2411.4273 | -912.6221 | -1498.8051 | -1554.1377 | -384.4717
999 | -722.8679 | 3774.0155 | -4496.8834 | 432.4476 | -393.8088
1000 | -876.3284 | -3450.9292 | 2574.6008 | 1495.121 | -4309.3876

## Candidate Curve
Average >> | 133779.4992 | 5068.4876 | 138847.9868 | 132558.4053 | 100.9% | 1221.0939 | 266.9947 | 0.073416 | 15.71% | 9.902% | 1.08% | 1.026% | 13103.592 | 2946.388 | 136725.8872 | 132650.548 | 134109.5565 | 330.0572 | 101.1% | 1459.0084 | 0.071269 | 15.93% | 10.11% | 1.299% | 1.234%
Target IRM >> | 14.63%
Target UCAP Reserve Margin >> |  | 8.88%
| Measured after the Base Residual Auction | [12 empty] | Measured after the Final Incremental Auction
Draw Number | Cleared Quantity | Uncleared Quantity | BRA Total Supply Offers | BRA Reliability Requirement | Cleared Quantity as % of BRA Reliability Requirement | Excess (Deficit) Cleared Quantity | Clearing Price | Cleared LOLE | Cleared ICAP Reserve Margin (IRM) | Cleared UCAP Reserve Margin | Excess Cleared above Target IRM | Excess Cleared above Target UCAP Reserve Margin | Procurement Cost | Additional Supply Offered | Total Final Available Quantity | Final IA Reliability Requirement | Total Final Cleared Quantity | Capacity Procured (Released) in IA | Cleared Quantity as % of Final IA Reliability Requirement | Excess (Deficit) Supply | Cleared LOLE | Cleared IRM | Cleared UCAP Reserve Margin | Excess Cleared above Target IRM | Excess Cleared above Target UCAP Reserve Margin
| (UCAP MW) | (UCAP MW) | (UCAP MW) | (UCAP MW) | (% of BRA Reliability Requirement) | (UCAP MW) | (2026$/UCAP MW-D) | (Days/Year) | (ICAP %) | (UCAP %) | (ICAP %) | (UCAP %) | (2026$ Million/Year) | (UCAP MW) | (UCAP MW) | (UCAP MW) | (UCAP MW) | (UCAP MW) | (% of Final IA Reliability Requirement) | (UCAP MW) | (Days/Year) | (%) | (ICAP %) | (%) | (UCAP %)
1 | 136967.7892 | 3329.3131 | 140297.1023 | 136137.2141 | 100.6% | 830.5751 | 302.3993 | 0.079036 | 15.33% | 9.54% | 0.6989% | 0.6643% | 15117.9204 | 3819.8859 | 140787.6751 | 129530.1037 | 133664.234 | -3303.5552 | 103.2% | 4134.1303 | 0.026303 | 18.29% | 12.35% | 3.658% | 3.475%
2 | 134294.8864 | 1969.6431 | 136264.5295 | 132773.5042 | 101.1% | 1521.3823 | 240.3664 | 0.063741 | 15.95% | 10.12% | 1.313% | 1.248% | 11782.19 | 1000 | 135294.8864 | 136629.3709 | 135294.8864 | 1000 | 99.02% | -1334.4844 | 0.14642 | 13.51% | 7.813% | -1.12% | -1.063%
3 | 137545.4373 | 7581.2446 | 145126.6818 | 135074.8916 | 101.8% | 2470.5457 | 177.7934 | 0.047336 | 16.73% | 10.87% | 2.096% | 1.991% | 8925.9535 | 4354.3029 | 141899.7402 | 132462.7702 | 136239.3766 | -1306.0607 | 102.9% | 3776.6064 | 0.030596 | 17.9% | 11.98% | 3.268% | 3.104%
4 | 129145.1977 | 8179.3056 | 137324.5033 | 125395.1853 | 103% | 3750.0124 | 101.6559 | 0.028838 | 18.06% | 12.13% | 3.428% | 3.256% | 4791.8571 | 3451.1595 | 132596.3572 | 128014.6287 | 131764.6411 | 2619.4434 | 102.9% | 3750.0124 | 0.029609 | 17.99% | 12.07% | 3.357% | 3.189%
5 | 139511.8877 | 2582.9069 | 142094.7946 | 140029.2059 | 99.63% | -517.3182 | 415.8127 | 0.11649 | 14.21% | 8.474% | -0.424% | -0.4022% | 21173.9469 | 1000 | 140511.8877 | 141487.3594 | 140511.8877 | 1000 | 99.31% | -975.4717 | 0.13226 | 13.84% | 8.126% | -0.7908% | -0.7506%
6 | 132292.8425 | 3752.9884 | 136045.8309 | 130714.5994 | 101.2% | 1578.2431 | 233.2382 | 0.062118 | 16.02% | 10.19% | 1.384% | 1.315% | 11262.3465 | 3641.2841 | 135934.1266 | 130295.546 | 132083.3158 | -209.5267 | 101.4% | 1787.7698 | 0.057777 | 16.21% | 10.37% | 1.572% | 1.494%
7 | 130565.0228 | 6636.3001 | 137201.323 | 126917.1193 | 102.9% | 3647.9036 | 109.2819 | 0.030304 | 17.93% | 12.01% | 3.294% | 3.129% | 5207.9623 | 5404.2831 | 135969.306 | 126880.6302 | 130546.7783 | -18.2445 | 102.9% | 3666.1481 | 0.030112 | 17.95% | 12.02% | 3.312% | 3.146%
8 | 128861.1208 | 7619.1395 | 136480.2602 | 127012.3894 | 101.5% | 1848.7314 | 204.5065 | 0.055577 | 16.3% | 10.46% | 1.668% | 1.585% | 9618.8234 | 3954.491 | 132815.6117 | 129342.9883 | 131191.7197 | 2330.599 | 101.4% | 1848.7314 | 0.056269 | 16.27% | 10.43% | 1.638% | 1.556%
9 | 127944.8184 | 7570.6993 | 135515.5177 | 126995.4345 | 100.7% | 949.3838 | 286.4804 | 0.074312 | 15.49% | 9.69% | 0.8564% | 0.8139% | 13378.5932 | 6342.9155 | 134287.7338 | 124901.0582 | 126897.6302 | -1047.1881 | 101.6% | 1996.572 | 0.051809 | 16.47% | 10.62% | 1.832% | 1.74%
10 | 136057.3402 | 4404.7109 | 140462.051 | 135014.106 | 100.8% | 1043.2341 | 283.5734 | 0.073577 | 15.52% | 9.717% | 0.8852% | 0.8413% | 14082.5167 | 3268.0866 | 139325.4268 | 135315.1764 | 136358.4105 | 301.0704 | 100.8% | 1043.2341 | 0.073623 | 15.52% | 9.716% | 0.8833% | 0.8394%
11 | 131370.337 | 6145.9807 | 137516.3177 | 129524.2282 | 101.4% | 1846.1088 | 208.0109 | 0.056375 | 16.27% | 10.43% | 1.633% | 1.552% | 9974.1576 | 3628.3928 | 134998.7298 | 126760.5273 | 129988.4866 | -1381.8504 | 102.5% | 3227.9593 | 0.034436 | 17.55% | 11.65% | 2.919% | 2.773%
12 | 130954.585 | 3741.5596 | 134696.1446 | 130954.8531 | 100% | -0.26805 | 373.0537 | 0.10001 | 14.63% | 8.876% | -0.0007491% | -0.0002229% | 17831.3779 | 1716.9392 | 132671.5243 | 131405.7169 | 131405.7169 | 451.1318 | 100% | 0 | 0.1 | 14.63% | 8.876% | -0.0005144% | 0%
13 | 127900.2156 | 4680.3466 | 132580.5622 | 126592.4276 | 101% | 1307.7879 | 253.4181 | 0.066714 | 15.82% | 10% | 1.184% | 1.125% | 11830.4619 | 1000 | 128900.2156 | 127015.119 | 128322.9069 | 422.6913 | 101% | 1307.7879 | 0.066804 | 15.81% | 9.997% | 1.18% | 1.121%
14 | 131120.6346 | 5449.8739 | 136570.5085 | 129423.3514 | 101.3% | 1697.2832 | 221.192 | 0.059376 | 16.14% | 10.3% | 1.503% | 1.428% | 10586.035 | 1000 | 132120.6346 | 128409.4231 | 130613.6705 | -506.9642 | 101.7% | 2204.2474 | 0.049398 | 16.6% | 10.75% | 1.967% | 1.869%
15 | 132339.0296 | 7250.9035 | 139589.9332 | 130954.6376 | 101.1% | 1384.3921 | 250.6305 | 0.066079 | 15.84% | 10.03% | 1.211% | 1.151% | 12106.3924 | 3721.6149 | 136060.6446 | 132449.7606 | 133834.1527 | 1495.1231 | 101% | 1384.3921 | 0.066393 | 15.83% | 10.01% | 1.198% | 1.138%
16 | 138302.8579 | 1913.2209 | 140216.0788 | 136736.0706 | 101.1% | 1566.7873 | 240.3664 | 0.063741 | 15.95% | 10.12% | 1.313% | 1.248% | 12133.8242 | 5257.6083 | 143560.4662 | 137653.2057 | 139219.993 | 917.1351 | 101.1% | 1566.7873 | 0.063942 | 15.94% | 10.12% | 1.304% | 1.239%
17 | 137795.1473 | 3155.6141 | 140950.7614 | 137252.524 | 100.4% | 542.6234 | 327.2582 | 0.086415 | 15.09% | 9.307% | 0.4527% | 0.4304% | 16459.5279 | 1000 | 138795.1473 | 135391.3558 | 136864.5632 | -930.5841 | 101.1% | 1473.2075 | 0.065263 | 15.88% | 10.06% | 1.247% | 1.185%
18 | 127441.8662 | 4911.6979 | 132353.5641 | 125698.9215 | 101.4% | 1742.9447 | 212.4909 | 0.057395 | 16.22% | 10.39% | 1.589% | 1.51% | 9884.285 | 1000 | 128441.8662 | 126642.2075 | 128385.1522 | 943.286 | 101.4% | 1742.9447 | 0.057667 | 16.21% | 10.37% | 1.577% | 1.498%
19 | 133822.0595 | 7150.7971 | 140972.8566 | 131033.0621 | 102.1% | 2788.9974 | 158.1654 | 0.041845 | 17.07% | 11.19% | 2.439% | 2.317% | 7725.5991 | 4560.4755 | 138382.535 | 132497.7046 | 135286.702 | 1464.6425 | 102.1% | 2788.9974 | 0.042276 | 17.05% | 11.17% | 2.412% | 2.292%
20 | 139216.4964 | 2896.2455 | 142112.742 | 138624.8294 | 100.4% | 591.667 | 323.6145 | 0.085334 | 15.12% | 9.341% | 0.4888% | 0.4647% | 16444.1547 | 1000 | 140216.4964 | 138445.469 | 139126.8162 | -89.6802 | 100.5% | 681.3472 | 0.083089 | 15.2% | 9.412% | 0.5636% | 0.5358%
21 | 132857.1688 | 4258.2426 | 137115.4114 | 131819.7068 | 100.8% | 1037.462 | 281.9108 | 0.073199 | 15.54% | 9.733% | 0.9017% | 0.8569% | 13670.6623 | 1598.2326 | 134455.4014 | 132395.3947 | 133432.8567 | 575.6879 | 100.8% | 1037.462 | 0.073289 | 15.53% | 9.729% | 0.8978% | 0.8532%
22 | 129953.9064 | 5906.9957 | 135860.9022 | 129008.2738 | 100.7% | 945.6327 | 288.1629 | 0.074812 | 15.47% | 9.674% | 0.8397% | 0.7981% | 13668.4798 | 3380.7452 | 133334.6516 | 127420.7636 | 129160.1514 | -793.7551 | 101.4% | 1739.3877 | 0.057962 | 16.2% | 10.36% | 1.564% | 1.486%
23 | 130832.704 | 6661.0355 | 137493.7395 | 130220.1687 | 100.5% | 612.5353 | 318.5671 | 0.083837 | 15.17% | 9.388% | 0.5387% | 0.5121% | 15212.8312 | 5578.8062 | 136411.5102 | 126345.6058 | 128895.4225 | -1937.2815 | 102% | 2549.8168 | 0.043868 | 16.95% | 11.07% | 2.313% | 2.197%
24 | 140699.6415 | 4160.9415 | 144860.5831 | 139620.812 | 100.8% | 1078.8295 | 283.5734 | 0.073577 | 15.52% | 9.717% | 0.8852% | 0.8413% | 14563.0148 | 2056.2142 | 142755.8558 | 138368.0463 | 140073.2587 | -626.3829 | 101.2% | 1705.2123 | 0.06146 | 16.05% | 10.22% | 1.412% | 1.342%
25 | 129982.4408 | 6081.0499 | 136063.4906 | 128141.2228 | 101.4% | 1841.2179 | 206.6669 | 0.05607 | 16.28% | 10.44% | 1.647% | 1.564% | 9805.019 | 3568.0617 | 133550.5025 | 128159.3629 | 130000.5808 | 18.1401 | 101.4% | 1841.2179 | 0.056075 | 16.28% | 10.44% | 1.646% | 1.564%
26 | 125924.0741 | 5530.2458 | 131454.32 | 124896.3224 | 100.8% | 1027.7518 | 277.7593 | 0.072254 | 15.58% | 9.772% | 0.9428% | 0.8959% | 12766.4542 | 4922.6501 | 130846.7242 | 125358.7238 | 126386.4756 | 462.4014 | 100.8% | 1027.7518 | 0.072334 | 15.57% | 9.769% | 0.9393% | 0.8926%
27 | 144074.6558 | 2191.5727 | 146266.2285 | 145192.7335 | 99.23% | -1118.0777 | 462.1955 | 0.13624 | 13.75% | 8.038% | -0.8833% | -0.8384% | 24305.5907 | 1000 | 145074.6558 | 146341.3266 | 145074.6558 | 1000 | 99.13% | -1266.6707 | 0.14094 | 13.64% | 7.934% | -0.9927% | -0.9424%
28 | 124928.9718 | 4768.0671 | 129697.0388 | 123436.4479 | 101.2% | 1492.5239 | 233.0391 | 0.062072 | 16.02% | 10.19% | 1.386% | 1.316% | 10626.3667 | 1592.6654 | 126521.6372 | 124587.3674 | 126079.8913 | 1150.9195 | 101.2% | 1492.5239 | 0.062367 | 16.01% | 10.18% | 1.373% | 1.304%
29 | 138638.7004 | 3808.7555 | 142447.4559 | 137562.9771 | 100.8% | 1075.7233 | 282.4982 | 0.073332 | 15.53% | 9.728% | 0.8959% | 0.8514% | 14295.2902 | 1000 | 139638.7004 | 137836.8219 | 138912.5452 | 273.8448 | 100.8% | 1075.7233 | 0.073373 | 15.53% | 9.726% | 0.8941% | 0.8497%
30 | 132293.4496 | 6423.8668 | 138717.3164 | 129904.38 | 101.8% | 2389.0696 | 177.1288 | 0.047151 | 16.74% | 10.88% | 2.108% | 2.002% | 8553.0386 | 5211.5303 | 137504.9799 | 130542.1885 | 132931.2581 | 637.8085 | 101.8% | 2389.0696 | 0.047316 | 16.73% | 10.87% | 2.097% | 1.993%
31 | 132386.0233 | 3870.6905 | 136256.7138 | 131473.5775 | 100.7% | 912.4458 | 292.6827 | 0.076152 | 15.43% | 9.632% | 0.7951% | 0.7556% | 14142.6898 | 2520.7914 | 134906.8147 | 130204.4103 | 131751.4397 | -634.5836 | 101.2% | 1547.0294 | 0.062626 | 15.99% | 10.17% | 1.362% | 1.294%
32 | 135680.9837 | 3176.6861 | 138857.6698 | 134453.9418 | 100.9% | 1227.0419 | 267.3658 | 0.069889 | 15.68% | 9.87% | 1.046% | 0.9936% | 13240.9039 | 3426.3773 | 139107.361 | 130121.5361 | 133514.7809 | -2166.2028 | 102.6% | 3393.2448 | 0.033664 | 17.62% | 11.72% | 2.989% | 2.839%
33 | 128923.4755 | 4846.7472 | 133770.2227 | 127680.5791 | 101% | 1242.8964 | 260.3272 | 0.068285 | 15.75% | 9.936% | 1.115% | 1.06% | 12250.2348 | 2252.1628 | 131175.6382 | 124849.6737 | 127508.0228 | -1415.4527 | 102.1% | 2658.3491 | 0.041831 | 17.07% | 11.19% | 2.44% | 2.318%
34 | 134919.363 | 4818.5487 | 139737.9117 | 132864.1981 | 101.5% | 2055.1649 | 196.2909 | 0.053172 | 16.41% | 10.56% | 1.773% | 1.684% | 9666.4554 | 2637.5183 | 137556.8814 | 138121.4959 | 137556.8814 | 2637.5183 | 99.59% | -564.6145 | 0.11843 | 14.16% | 8.431% | -0.4691% | -0.4451%
35 | 132416.9048 | 4244.1316 | 136661.0364 | 130197.2196 | 101.7% | 2219.6852 | 185.9314 | 0.049612 | 16.59% | 10.73% | 1.954% | 1.856% | 8986.4662 | 2454.3646 | 134871.2694 | 127517.8873 | 131077.2387 | -1339.6662 | 102.8% | 3559.3514 | 0.03135 | 17.83% | 11.92% | 3.199% | 3.039%
36 | 135787.3962 | 4352.1601 | 140139.5563 | 137289.0274 | 98.91% | -1501.6312 | 488.8166 | 0.15388 | 13.38% | 7.685% | -1.254% | -1.191% | 24226.9239 | 4537.0168 | 140324.413 | 137665.7197 | 137665.7197 | 1878.3235 | 100% | 0 | 0.1 | 14.63% | 8.876% | -0.0005144% | 0%
37 | 133640.9918 | 6252.2101 | 139893.2019 | 133117.867 | 100.4% | 523.1247 | 327.537 | 0.086496 | 15.08% | 9.304% | 0.45% | 0.4279% | 15976.9145 | 3663.1984 | 137304.1901 | 131397.3035 | 132780.71 | -860.2818 | 101.1% | 1383.4065 | 0.066192 | 15.84% | 10.02% | 1.206% | 1.146%
38 | 133739.6098 | 5630.1837 | 139369.7936 | 132219.1442 | 101.1% | 1520.4656 | 239.8885 | 0.063632 | 15.95% | 10.13% | 1.318% | 1.252% | 11710.1465 | 3604.6185 | 137344.2283 | 129373.389 | 132316.7322 | -1422.8776 | 102.3% | 2943.3432 | 0.039156 | 17.24% | 11.35% | 2.607% | 2.477%
39 | 138203.8368 | 5941.5755 | 144145.4123 | 136404.7566 | 101.3% | 1799.0802 | 220.3259 | 0.059179 | 16.14% | 10.31% | 1.511% | 1.436% | 11114.2065 | 2470.4338 | 140674.2706 | 136635.0936 | 138434.1738 | 230.337 | 101.3% | 1799.0802 | 0.059237 | 16.14% | 10.31% | 1.509% | 1.434%
40 | 142053.2497 | 4465.3367 | 146518.5864 | 141266.5143 | 100.6% | 786.7354 | 308.5518 | 0.080863 | 15.27% | 9.483% | 0.6379% | 0.6063% | 15998.2365 | 2389.6044 | 144442.8541 | 139663.2403 | 141251.6127 | -801.637 | 101.1% | 1588.3724 | 0.063966 | 15.94% | 10.11% | 1.303% | 1.238%
41 | 139761.3483 | 2291.1696 | 142052.5179 | 140755.6619 | 99.29% | -994.3136 | 454.8284 | 0.1331 | 13.82% | 8.107% | -0.8103% | -0.7691% | 23202.1131 | 3349.1991 | 143110.5474 | 136852.0018 | 137809.5182 | -1951.8301 | 100.7% | 957.5165 | 0.075958 | 15.43% | 9.638% | 0.8015% | 0.7618%
42 | 135176.4528 | 5479.519 | 140655.9718 | 133426.6693 | 101.3% | 1749.7835 | 221.192 | 0.059376 | 16.14% | 10.3% | 1.503% | 1.428% | 10913.4819 | 1799.5139 | 136975.9667 | 129275.1521 | 133100.6942 | -2075.7586 | 103% | 3825.5421 | 0.029233 | 18.03% | 12.1% | 3.392% | 3.222%
43 | 140175.8841 | 3850.9858 | 144026.8699 | 139040.3042 | 100.8% | 1135.5799 | 278.4662 | 0.072416 | 15.57% | 9.765% | 0.9357% | 0.8892% | 14247.4985 | 2080.7308 | 142256.615 | 135592.9163 | 138452.1901 | -1723.694 | 102.1% | 2859.2739 | 0.042207 | 17.05% | 11.17% | 2.417% | 2.296%
44 | 133871.4707 | 8150.4239 | 142021.8947 | 131172.4336 | 102.1% | 2699.0371 | 162.8128 | 0.043144 | 16.99% | 11.12% | 2.358% | 2.24% | 7955.5343 | 1969.4846 | 135840.9553 | 134522.0357 | 135840.9553 | 1969.4846 | 101% | 1318.9196 | 0.068101 | 15.76% | 9.944% | 1.123% | 1.067%
45 | 139431.1015 | 502.3631 | 139933.4646 | 140821.8792 | 99.01% | -1390.7777 | 487.383 | 0.14696 | 13.5% | 7.801% | -1.133% | -1.075% | 24804.0676 | 4432.6699 | 143863.7714 | 143388.099 | 143388.099 | 3956.9975 | 100% | 0 | 0.1 | 14.63% | 8.876% | -0.0005144% | -2.22e-14%
46 | 133471.8008 | 4106.8246 | 137578.6255 | 132083.8938 | 101.1% | 1387.907 | 251.3672 | 0.066247 | 15.84% | 10.02% | 1.204% | 1.144% | 12245.9089 | 1000 | 134471.8008 | 129685.6792 | 132272.6935 | -1199.1073 | 102% | 2587.0143 | 0.044295 | 16.92% | 11.05% | 2.286% | 2.172%
47 | 134794.2043 | 6127.0093 | 140921.2136 | 132292.8348 | 101.9% | 2501.3694 | 173.745 | 0.046203 | 16.8% | 10.93% | 2.167% | 2.059% | 8548.2342 | 3101.4156 | 137895.6199 | 135841.5775 | 137895.6199 | 3101.4156 | 101.5% | 2054.0424 | 0.054087 | 16.37% | 10.52% | 1.733% | 1.646%
48 | 138450.68 | 2997.4685 | 141448.1485 | 137252.6801 | 100.9% | 1197.9999 | 271.9752 | 0.070937 | 15.63% | 9.827% | 1% | 0.9503% | 13744.1287 | 2209.7673 | 140660.4473 | 133862.1547 | 136755.4173 | -1695.2627 | 102.2% | 2893.2626 | 0.041241 | 17.11% | 11.23% | 2.477% | 2.353%
49 | 132674.786 | 4252.397 | 136927.183 | 130864.4475 | 101.4% | 1810.3384 | 212.8592 | 0.05748 | 16.22% | 10.38% | 1.585% | 1.506% | 10307.9839 | 1722.3172 | 134397.1031 | 135066.4886 | 134397.1031 | 1722.3172 | 99.5% | -669.3855 | 0.12271 | 14.06% | 8.337% | -0.5686% | -0.5396%
50 | 127113.508 | 9786.165 | 136899.6731 | 124605.5984 | 102% | 2507.9096 | 165.7596 | 0.043968 | 16.94% | 11.07% | 2.307% | 2.191% | 7690.6539 | 4953.0033 | 132066.5113 | 125486.8761 | 127994.7857 | 881.2777 | 102% | 2507.9096 | 0.044227 | 16.92% | 11.05% | 2.29% | 2.176%
51 | 141727.5236 | 5767.9806 | 147495.5042 | 141386.5204 | 100.2% | 341.0032 | 345.1085 | 0.091712 | 14.91% | 9.139% | 0.276% | 0.2626% | 17852.6514 | 2252.6127 | 143980.1363 | 140824.3225 | 141446.4246 | -281.099 | 100.4% | 622.1022 | 0.08482 | 15.14% | 9.357% | 0.5059% | 0.481%
52 | 134612.723 | 5870.4586 | 140483.1815 | 133082.3311 | 101.1% | 1530.3919 | 239.8885 | 0.063632 | 15.95% | 10.13% | 1.318% | 1.252% | 11786.5957 | 4417.8287 | 139030.5516 | 132947.4998 | 134545.3073 | -67.4157 | 101.2% | 1597.8075 | 0.062265 | 16.01% | 10.18% | 1.377% | 1.309%
53 | 132613.4575 | 3810.7315 | 136424.189 | 131619.8292 | 100.8% | 993.6283 | 285.6242 | 0.074059 | 15.5% | 9.698% | 0.8649% | 0.8219% | 13825.3288 | 3015.4509 | 135628.9083 | 127724.1194 | 130665.6026 | -1947.8549 | 102.3% | 2941.4832 | 0.038644 | 17.27% | 11.38% | 2.639% | 2.507%
54 | 136790.5355 | 3908.301 | 140698.8365 | 136245.337 | 100.4% | 545.1985 | 326.7007 | 0.08625 | 15.09% | 9.312% | 0.4582% | 0.4357% | 16311.6921 | 1877.6476 | 138668.1831 | 141848.0945 | 138668.1831 | 1877.6476 | 97.76% | -3179.9114 | 0.23717 | 12.06% | 6.435% | -2.57% | -2.441%
55 | 135013.8961 | 5795.2165 | 140809.1126 | 133531.7068 | 101.1% | 1482.1893 | 244.5178 | 0.064686 | 15.91% | 10.08% | 1.272% | 1.209% | 12049.8555 | 2672.2442 | 137686.1403 | 133277.1143 | 134886.5998 | -127.2963 | 101.2% | 1609.4856 | 0.062112 | 16.02% | 10.19% | 1.384% | 1.315%
56 | 134395.7024 | 2400.1608 | 136795.8632 | 134002.661 | 100.3% | 393.0414 | 339.0755 | 0.089921 | 14.97% | 9.196% | 0.3357% | 0.3193% | 16633.1535 | 1000 | 135395.7024 | 135437.1141 | 135395.7024 | 1000 | 99.97% | -41.4117 | 0.10106 | 14.6% | 8.843% | -0.03556% | -0.03329%
57 | 140650.3226 | 1541.2617 | 142191.5843 | 140740.2693 | 99.94% | -89.9467 | 380.4307 | 0.10221 | 14.56% | 8.807% | -0.07378% | -0.06958% | 19530.3124 | 1000 | 141650.3226 | 139103.6713 | 139832.0236 | -818.299 | 100.5% | 728.3523 | 0.082008 | 15.23% | 9.446% | 0.5997% | 0.5701%
58 | 135791.7807 | 3149.7237 | 138941.5044 | 134056.4766 | 101.3% | 1735.304 | 223.1532 | 0.059824 | 16.12% | 10.29% | 1.483% | 1.409% | 11060.3673 | 1948.0639 | 137739.8446 | 138249.9849 | 137739.8446 | 1948.0639 | 99.63% | -510.1403 | 0.11647 | 14.21% | 8.474% | -0.4235% | -0.4018%
59 | 134467.305 | 6775.1443 | 141242.4493 | 132163.0075 | 101.7% | 2304.2975 | 183.4008 | 0.048904 | 16.63% | 10.77% | 1.998% | 1.898% | 9001.4153 | 4343.473 | 138810.778 | 129312.3486 | 133041.9755 | -1425.3295 | 102.9% | 3729.627 | 0.030179 | 17.94% | 12.02% | 3.306% | 3.14%
60 | 129354.9686 | 3980.1529 | 133335.1215 | 127598.8248 | 101.4% | 1756.1438 | 213.6855 | 0.057666 | 16.21% | 10.37% | 1.577% | 1.498% | 10089.0691 | 1000 | 130354.9686 | 125789.7155 | 128450.4139 | -904.5547 | 102.1% | 2660.6985 | 0.042088 | 17.06% | 11.18% | 2.424% | 2.303%
61 | 132737.3446 | 3338.6856 | 136076.0302 | 132392.5639 | 100.3% | 344.7807 | 342.8785 | 0.091051 | 14.93% | 9.16% | 0.298% | 0.2835% | 16612.1636 | 3186.0252 | 135923.3699 | 130474.6444 | 131778.3849 | -958.9597 | 101% | 1303.7405 | 0.067606 | 15.78% | 9.964% | 1.145% | 1.088%
62 | 122535.4439 | 5289.2997 | 127824.7436 | 119732.0989 | 102.3% | 2803.345 | 144.2119 | 0.037941 | 17.32% | 11.43% | 2.683% | 2.549% | 6449.9391 | 3556.8101 | 126092.254 | 120336.8297 | 123140.1748 | 604.7309 | 102.3% | 2803.345 | 0.038157 | 17.3% | 11.41% | 2.67% | 2.536%
63 | 136084.9899 | 4361.6984 | 140446.6882 | 134447.1001 | 101.2% | 1637.8898 | 231.9838 | 0.061833 | 16.03% | 10.2% | 1.396% | 1.326% | 11522.8722 | 1000 | 137084.9899 | 135674.6465 | 137084.9899 | 1000 | 101% | 1410.3434 | 0.066544 | 15.82% | 10.01% | 1.191% | 1.132%
64 | 133904.1759 | 6043.7675 | 139947.9434 | 133408.87 | 100.4% | 495.306 | 330.0458 | 0.087242 | 15.06% | 9.28% | 0.4251% | 0.4042% | 16130.9958 | 4537.0197 | 138441.1957 | 133555.7214 | 134051.0273 | 146.8514 | 100.4% | 495.306 | 0.087256 | 15.06% | 9.28% | 0.4246% | 0.4038%
65 | 136622.2389 | 3925.9264 | 140548.1653 | 137740.4402 | 99.19% | -1118.2014 | 467.0239 | 0.1383 | 13.7% | 7.992% | -0.9311% | -0.8839% | 23289.1378 | 3338.7548 | 139960.9937 | 138146.3228 | 138146.3228 | 1524.0839 | 100% | 0 | 0.1 | 14.63% | 8.876% | -0.0005144% | 0%
66 | 140733.9496 | 2387.7724 | 143121.722 | 141632.0992 | 99.37% | -898.1497 | 446.4558 | 0.12954 | 13.91% | 8.186% | -0.7275% | -0.6904% | 22933.494 | 1000 | 141733.9496 | 142538.2787 | 141733.9496 | 1000 | 99.44% | -804.3291 | 0.1261 | 13.99% | 8.262% | -0.6474% | -0.6144%
67 | 134854.3471 | 3875.1249 | 138729.472 | 134269.8049 | 100.4% | 584.5422 | 322.6289 | 0.08504 | 15.13% | 9.35% | 0.4985% | 0.474% | 15880.3877 | 3343.5293 | 138197.8763 | 135305.2881 | 135889.8303 | 1035.4832 | 100.4% | 584.5422 | 0.085155 | 15.13% | 9.347% | 0.4947% | 0.4704%
68 | 142972.8129 | 3249.3821 | 146222.195 | 144332.8012 | 99.06% | -1359.9883 | 482.1265 | 0.14472 | 13.55% | 7.85% | -1.081% | -1.026% | 25159.8077 | 3358.9231 | 146331.736 | 143311.383 | 142462.1038 | -510.7091 | 99.41% | -849.2792 | 0.12749 | 13.95% | 8.231% | -0.6798% | -0.6452%
69 | 129588.7637 | 6589.2592 | 136178.0228 | 128004.4875 | 101.2% | 1584.2762 | 229.7338 | 0.06132 | 16.05% | 10.22% | 1.418% | 1.348% | 10866.3878 | 4643.5497 | 134232.3134 | 126890.7751 | 129031.9075 | -556.8562 | 101.7% | 2141.1324 | 0.049933 | 16.57% | 10.71% | 1.934% | 1.837%
70 | 133226.7537 | 3721.4177 | 136948.1714 | 132087.448 | 100.9% | 1139.3057 | 273.1698 | 0.071209 | 15.62% | 9.815% | 0.9882% | 0.9391% | 13283.6385 | 1000 | 134226.7537 | 131094.624 | 132730.3417 | -496.412 | 101.2% | 1635.7177 | 0.061055 | 16.06% | 10.23% | 1.43% | 1.358%
71 | 131335.7093 | 5437.4299 | 136773.1393 | 130046.9818 | 101% | 1288.7276 | 258.2963 | 0.067823 | 15.77% | 9.955% | 1.135% | 1.079% | 12382.0862 | 1000 | 132335.7093 | 129903.4594 | 131263.9481 | -71.7612 | 101% | 1360.4888 | 0.066338 | 15.83% | 10.02% | 1.2% | 1.14%
72 | 123794.1889 | 5182.4981 | 128976.687 | 121649.6879 | 101.8% | 2144.501 | 182.1265 | 0.048549 | 16.65% | 10.8% | 2.02% | 1.919% | 8229.3637 | 1432.6853 | 125226.8743 | 124133.0075 | 125226.8743 | 1432.6853 | 100.9% | 1093.8667 | 0.070717 | 15.64% | 9.836% | 1.01% | 0.9594%
73 | 140748.5236 | 5229.4473 | 145977.9709 | 139315.2322 | 101% | 1433.2914 | 253.9158 | 0.066826 | 15.81% | 9.996% | 1.179% | 1.12% | 13044.4718 | 4374.8689 | 145123.3924 | 142576.9929 | 144010.2843 | 3261.7608 | 101% | 1433.2914 | 0.067446 | 15.79% | 9.971% | 1.152% | 1.095%
74 | 140579.6505 | 4325.5277 | 144905.1782 | 139002.9507 | 101.1% | 1576.6998 | 241.7004 | 0.064045 | 15.93% | 10.11% | 1.3% | 1.235% | 12402.0275 | 3874.2576 | 144453.9081 | 135893.1647 | 139024.7575 | -1554.893 | 102.3% | 3131.5928 | 0.038618 | 17.27% | 11.39% | 2.641% | 2.509%
75 | 130854.313 | 7144.5796 | 137998.8926 | 127888.2351 | 102.3% | 2966.0779 | 145.6594 | 0.038346 | 17.29% | 11.4% | 2.658% | 2.525% | 6956.9579 | 2723.194 | 133577.507 | 127707.5315 | 130763.9612 | -90.3518 | 102.4% | 3056.4297 | 0.036989 | 17.38% | 11.48% | 2.743% | 2.606%
76 | 128014.4756 | 6623.8491 | 134638.3247 | 124670.3815 | 102.7% | 3344.0941 | 121.8557 | 0.032723 | 17.71% | 11.8% | 3.074% | 2.92% | 5693.7425 | 4094.6288 | 132109.1044 | 127414.0472 | 130758.1414 | 2743.6657 | 102.6% | 3344.0941 | 0.033451 | 17.64% | 11.73% | 3.008% | 2.858%
77 | 141195.1946 | 4509.372 | 145704.5666 | 140203.4104 | 100.7% | 991.7842 | 291.1296 | 0.075693 | 15.44% | 9.646% | 0.8104% | 0.7702% | 15003.7273 | 4904.5707 | 146099.7653 | 139797.5155 | 140992.2471 | -202.9474 | 100.9% | 1194.7316 | 0.071418 | 15.61% | 9.807% | 0.9792% | 0.9305%
78 | 134279.9211 | 6103.6328 | 140383.5539 | 133741.5292 | 100.4% | 538.3919 | 326.422 | 0.086167 | 15.09% | 9.314% | 0.461% | 0.4383% | 15998.6496 | 2508.0963 | 136788.0174 | 131435.004 | 133126.6585 | -1153.2626 | 101.3% | 1691.6545 | 0.060018 | 16.11% | 10.28% | 1.475% | 1.401%
79 | 137147.3414 | 5586.2192 | 142733.5605 | 136777.5856 | 100.3% | 369.7558 | 341.7336 | 0.090711 | 14.94% | 9.171% | 0.3094% | 0.2943% | 17106.766 | 1712.3791 | 138859.7204 | 132373.389 | 134945.2431 | -2202.0983 | 101.9% | 2571.8541 | 0.045248 | 16.86% | 10.99% | 2.227% | 2.115%
80 | 138222.1627 | 3054.6334 | 141276.7961 | 138198.0897 | 100% | 24.0729 | 371.0128 | 0.099401 | 14.65% | 8.895% | 0.01945% | 0.01897% | 18717.9999 | 1000 | 139222.1627 | 135426.8312 | 136836.5334 | -1385.6293 | 101% | 1409.7022 | 0.066506 | 15.83% | 10.01% | 1.193% | 1.133%
81 | 136714.8607 | 3928.588 | 140643.4486 | 135506.8332 | 100.9% | 1208.0274 | 269.8148 | 0.070446 | 15.65% | 9.847% | 1.021% | 0.9706% | 13464.0088 | 4003.0052 | 140717.8659 | 137478.8495 | 138686.877 | 1972.0163 | 100.9% | 1208.0274 | 0.070783 | 15.64% | 9.833% | 1.007% | 0.9567%
82 | 125862.9573 | 8000.0987 | 133863.056 | 124631.9112 | 101% | 1231.0461 | 258.6746 | 0.067908 | 15.77% | 9.952% | 1.132% | 1.075% | 11883.5048 | 5237.7461 | 131100.7034 | 125230.1907 | 126461.2367 | 598.2794 | 101% | 1231.0461 | 0.068033 | 15.76% | 9.946% | 1.126% | 1.07%
83 | 138938.553 | 4026.3524 | 142964.9053 | 137890.3986 | 100.8% | 1048.1544 | 285.0269 | 0.073908 | 15.5% | 9.704% | 0.8709% | 0.8276% | 14454.4457 | 1075.1865 | 140013.7395 | 141081.7038 | 140013.7395 | 1075.1865 | 99.24% | -1067.9643 | 0.13559 | 13.77% | 8.052% | -0.8683% | -0.8242%
84 | 132763.3005 | 5271.2316 | 138034.532 | 131044.7539 | 101.3% | 1718.5466 | 221.192 | 0.059376 | 16.14% | 10.3% | 1.503% | 1.428% | 10718.6558 | 2861.1083 | 135624.4088 | 131707.6722 | 133426.2188 | 662.9183 | 101.3% | 1718.5466 | 0.05955 | 16.13% | 10.3% | 1.495% | 1.421%
85 | 141504.3664 | 4087.3536 | 145591.72 | 140175.2256 | 100.9% | 1329.1408 | 263.2442 | 0.068951 | 15.72% | 9.909% | 1.086% | 1.032% | 13596.3227 | 1420.8998 | 142925.2662 | 138688.0088 | 140760.758 | -743.6084 | 101.5% | 2072.7492 | 0.054549 | 16.35% | 10.5% | 1.713% | 1.627%
86 | 130925.3051 | 7472.8548 | 138398.1599 | 128285.6668 | 102.1% | 2639.6383 | 162.8128 | 0.043144 | 16.99% | 11.12% | 2.358% | 2.24% | 7780.4535 | 5907.2602 | 136832.5653 | 130767.6265 | 133407.2648 | 2481.9597 | 102% | 2639.6383 | 0.04386 | 16.95% | 11.07% | 2.313% | 2.198%
87 | 136175.892 | 3901.6459 | 140077.5379 | 135237.3252 | 100.7% | 938.5668 | 292.6827 | 0.076152 | 15.43% | 9.632% | 0.7951% | 0.7556% | 14547.5584 | 5578.2998 | 141754.1918 | 135283.6728 | 136222.2397 | 46.3477 | 100.7% | 938.5668 | 0.07616 | 15.43% | 9.632% | 0.7948% | 0.7554%
88 | 137894.4867 | 5344.7475 | 143239.2342 | 135778.1787 | 101.6% | 2116.3079 | 195.5151 | 0.05286 | 16.42% | 10.57% | 1.786% | 1.697% | 9840.5678 | 2813.3768 | 140707.8635 | 136809.0092 | 138925.3172 | 1030.8305 | 101.5% | 2116.3079 | 0.053169 | 16.41% | 10.56% | 1.773% | 1.684%
89 | 130188.8327 | 4894.317 | 135083.1497 | 128705.8635 | 101.2% | 1482.9691 | 239.6296 | 0.063573 | 15.95% | 10.13% | 1.32% | 1.254% | 11386.943 | 1385.8216 | 131574.6542 | 127624.1645 | 129647.9832 | -540.8495 | 101.6% | 2023.8186 | 0.052145 | 16.45% | 10.6% | 1.817% | 1.727%
90 | 134870.6797 | 6841.2664 | 141711.946 | 131665.31 | 102.4% | 3205.3697 | 138.1072 | 0.036233 | 17.42% | 11.53% | 2.79% | 2.651% | 6798.7118 | 3901.3145 | 138771.9942 | 131033.2768 | 134554.6631 | -316.0166 | 102.7% | 3521.3863 | 0.03266 | 17.71% | 11.8% | 3.08% | 2.926%
91 | 139740.2804 | 3560.2619 | 143300.5423 | 139501.2849 | 100.2% | 238.9955 | 353.2024 | 0.094113 | 14.83% | 9.063% | 0.1959% | 0.1865% | 18015.1574 | 1000 | 140740.2804 | 139439.6248 | 139709.4503 | -30.8301 | 100.2% | 269.8256 | 0.093351 | 14.85% | 9.087% | 0.2213% | 0.2107%
92 | 130916.858 | 6791.4494 | 137708.3074 | 129466.7282 | 101.1% | 1450.1298 | 243.3431 | 0.06442 | 15.92% | 10.1% | 1.283% | 1.219% | 11628.0637 | 1000 | 131916.858 | 133080.143 | 131916.858 | 1000 | 99.13% | -1163.285 | 0.14137 | 13.63% | 7.924% | -1.003% | -0.9517%
93 | 135832.8725 | 5528.082 | 141360.9545 | 135653.8653 | 100.1% | 179.0072 | 357.752 | 0.095466 | 14.78% | 9.02% | 0.1508% | 0.1437% | 17736.9874 | 1768.5079 | 137601.3804 | 134908.5937 | 135460.2367 | -372.6358 | 100.4% | 551.643 | 0.085949 | 15.1% | 9.321% | 0.4682% | 0.4452%
94 | 131553.3921 | 3285.6287 | 134839.0208 | 131470.4233 | 100.1% | 82.9688 | 365.7264 | 0.097831 | 14.71% | 8.945% | 0.07183% | 0.06871% | 17561.0807 | 2195.028 | 133748.4201 | 129529.2131 | 130582.787 | -970.6051 | 100.8% | 1053.5739 | 0.072504 | 15.57% | 9.762% | 0.9319% | 0.8856%
95 | 138364.9813 | 2358.494 | 140723.4753 | 141613.2367 | 97.71% | -3248.2554 | 488.8166 | 0.24169 | 12% | 6.379% | -2.63% | -2.497% | 24686.8116 | 5449.9875 | 143814.9688 | 140493.7653 | 137805.2456 | -559.7357 | 98.09% | -2688.5197 | 0.20858 | 12.44% | 6.793% | -2.194% | -2.083%
96 | 134611.0341 | 6039.034 | 140650.0681 | 133512.3821 | 100.8% | 1098.6519 | 277.7593 | 0.072254 | 15.58% | 9.772% | 0.9428% | 0.8959% | 13647.1569 | 2914.5214 | 137525.5555 | 135203.9196 | 136302.5715 | 1691.5374 | 100.8% | 1098.6519 | 0.072525 | 15.56% | 9.761% | 0.931% | 0.8847%
97 | 134772.5095 | 5537.3545 | 140309.864 | 133292.9701 | 101.1% | 1479.5394 | 244.5178 | 0.064686 | 15.91% | 10.08% | 1.272% | 1.209% | 12028.3119 | 3001.9601 | 137774.4695 | 133246.584 | 134749.3164 | -23.193 | 101.1% | 1502.7324 | 0.064217 | 15.93% | 10.1% | 1.292% | 1.228%
98 | 135160.6302 | 5208.2339 | 140368.8641 | 133545.8689 | 101.2% | 1614.7613 | 233.0391 | 0.062072 | 16.02% | 10.19% | 1.386% | 1.316% | 11496.664 | 2106.1237 | 137266.7538 | 134198.3858 | 135813.1471 | 652.517 | 101.2% | 1614.7613 | 0.062227 | 16.01% | 10.19% | 1.379% | 1.31%
99 | 134802.6331 | 5109.9321 | 139912.5652 | 133507.2694 | 101% | 1295.3638 | 260.6956 | 0.068369 | 15.75% | 9.933% | 1.112% | 1.056% | 12826.9931 | 1426.3031 | 136228.9362 | 133650.85 | 134946.2138 | 143.5806 | 101% | 1295.3638 | 0.068397 | 15.74% | 9.931% | 1.111% | 1.055%
100 | 135497.9757 | 1744.5667 | 137242.5425 | 133962.964 | 101.1% | 1535.0117 | 240.3664 | 0.063741 | 15.95% | 10.12% | 1.313% | 1.248% | 11887.7415 | 1582.5264 | 137080.5021 | 131697.7917 | 134365.3895 | -1132.5862 | 102% | 2667.5979 | 0.043732 | 16.95% | 11.08% | 2.321% | 2.205%
101 | 129591.0723 | 6074.5815 | 135665.6538 | 127702.3996 | 101.5% | 1888.6727 | 201.7986 | 0.05496 | 16.33% | 10.49% | 1.695% | 1.61% | 9545.2247 | 6309.7422 | 135900.8145 | 122286.8792 | 126883.3121 | -2707.7602 | 103.8% | 4596.4329 | 0.020475 | 18.94% | 12.97% | 4.308% | 4.092%
102 | 141181.7509 | 3313.2152 | 144494.9661 | 139904.9623 | 100.9% | 1276.7886 | 267.3658 | 0.069889 | 15.68% | 9.87% | 1.046% | 0.9936% | 13777.7155 | 1740.1512 | 142921.9021 | 142938.8874 | 142921.9021 | 1740.1512 | 99.99% | -16.9853 | 0.10041 | 14.62% | 8.863% | -0.01414% | -0.01294%
103 | 137586.3363 | 4171.6525 | 141757.9888 | 136371.6507 | 100.9% | 1214.6856 | 269.9044 | 0.070466 | 15.65% | 9.846% | 1.021% | 0.9698% | 13554.3335 | 5757.7467 | 143344.083 | 134859.8314 | 136830.4267 | -755.9097 | 101.5% | 1970.5953 | 0.055428 | 16.31% | 10.47% | 1.675% | 1.591%
104 | 127775.753 | 5053.7694 | 132829.5224 | 125298.5506 | 102% | 2477.2024 | 168.0892 | 0.044622 | 16.9% | 11.03% | 2.266% | 2.153% | 7839.3691 | 1000 | 128775.753 | 124671.7341 | 127462.3448 | -313.4082 | 102.2% | 2790.6106 | 0.03983 | 17.2% | 11.31% | 2.565% | 2.437%
105 | 143827.7563 | 3664.4014 | 147492.1578 | 144145.6928 | 99.78% | -317.9364 | 398.5697 | 0.10916 | 14.38% | 8.636% | -0.2534% | -0.2401% | 20923.7663 | 2695.9948 | 146523.7511 | 143414.2626 | 143462.0412 | -365.7151 | 100% | 47.7787 | 0.098855 | 14.67% | 8.912% | 0.03768% | 0.03627%
106 | 138594.7823 | 4442.1405 | 143036.9228 | 139500.3905 | 99.35% | -905.6082 | 448.198 | 0.13028 | 13.89% | 8.169% | -0.7447% | -0.7068% | 22673.0368 | 2159.567 | 140754.3494 | 135988.641 | 136838.9075 | -1755.8748 | 100.6% | 850.2666 | 0.078515 | 15.35% | 9.557% | 0.7162% | 0.6807%
107 | 129512.9155 | 5628.0791 | 135140.9946 | 129163.7425 | 100.3% | 349.173 | 341.7336 | 0.090711 | 14.94% | 9.171% | 0.3094% | 0.2943% | 16154.503 | 1000 | 130512.9155 | 129790.5036 | 130139.6766 | 626.7612 | 100.3% | 349.173 | 0.090756 | 14.94% | 9.169% | 0.3079% | 0.2929%
108 | 130454.2243 | 5788.8352 | 136243.0595 | 128971.1098 | 101.1% | 1483.1145 | 239.8885 | 0.063632 | 15.95% | 10.13% | 1.318% | 1.252% | 11422.4805 | 2189.8893 | 132644.1136 | 129033.3108 | 130516.4254 | 62.201 | 101.1% | 1483.1145 | 0.063647 | 15.95% | 10.13% | 1.317% | 1.251%
109 | 132923.5093 | 5150.8187 | 138074.328 | 131350.7384 | 101.2% | 1572.7709 | 234.393 | 0.062382 | 16.01% | 10.18% | 1.372% | 1.304% | 11372.066 | 2312.9982 | 135236.5076 | 132190.8468 | 133763.6177 | 840.1084 | 101.2% | 1572.7709 | 0.062583 | 16% | 10.17% | 1.363% | 1.295%
110 | 125726.9622 | 11291.6261 | 137018.5883 | 124264.0126 | 101.2% | 1462.9496 | 236.7226 | 0.062912 | 15.98% | 10.16% | 1.349% | 1.282% | 10863.2823 | 3680.9485 | 129407.9108 | 125227.5851 | 126690.5347 | 963.5725 | 101.2% | 1462.9496 | 0.063151 | 15.97% | 10.15% | 1.339% | 1.272%
111 | 136981.3962 | 2370.2035 | 139351.5997 | 137339.9278 | 99.74% | -358.5316 | 403.2588 | 0.11115 | 14.33% | 8.592% | -0.2998% | -0.2842% | 20162.2163 | 3659.0115 | 140640.4077 | 139165.3606 | 139165.3606 | 2183.9644 | 100% | 0 | 0.1 | 14.63% | 8.876% | -0.0005144% | 0%
112 | 138225.8587 | 5368.2516 | 143594.1103 | 136574.4772 | 101.2% | 1651.3815 | 233.0391 | 0.062072 | 16.02% | 10.19% | 1.386% | 1.316% | 11757.3901 | 4289.5062 | 142515.365 | 136445.5893 | 138161.4148 | -64.444 | 101.3% | 1715.8255 | 0.060797 | 16.07% | 10.25% | 1.441% | 1.369%
113 | 136378.5844 | 4817.5947 | 141196.179 | 135068.0768 | 101% | 1310.5076 | 260.6956 | 0.068369 | 15.75% | 9.933% | 1.112% | 1.056% | 12976.951 | 5646.1741 | 142024.7585 | 133485.684 | 135587.388 | -791.1964 | 101.6% | 2101.704 | 0.052442 | 16.44% | 10.59% | 1.804% | 1.714%
114 | 130961.5559 | 6981.1086 | 137942.6646 | 128466.7795 | 101.9% | 2494.7764 | 170.3889 | 0.045265 | 16.86% | 10.99% | 2.226% | 2.114% | 8144.7555 | 1901.5449 | 132863.1009 | 127463.016 | 130459.6741 | -501.8818 | 102.4% | 2996.6582 | 0.037764 | 17.33% | 11.44% | 2.695% | 2.56%
115 | 140797.1666 | 2791.5958 | 143588.7624 | 140269.2008 | 100.4% | 527.9658 | 329.4584 | 0.087066 | 15.06% | 9.286% | 0.431% | 0.4098% | 16931.1858 | 1000 | 141797.1666 | 135476.0394 | 138400.5859 | -2396.5807 | 102.2% | 2924.5465 | 0.04129 | 17.11% | 11.23% | 2.474% | 2.35%
116 | 136575.8122 | 5293.6361 | 141869.4484 | 134394.8258 | 101.6% | 2180.9864 | 191.3091 | 0.051168 | 16.49% | 10.64% | 1.86% | 1.767% | 9536.7891 | 2431.1587 | 139006.971 | 137401.8332 | 139006.971 | 2431.1587 | 101.2% | 1605.1378 | 0.063151 | 15.97% | 10.15% | 1.339% | 1.272%
117 | 136071.4446 | 4061.8342 | 140133.2788 | 135445.0657 | 100.5% | 626.3789 | 319.4929 | 0.084109 | 15.16% | 9.38% | 0.5296% | 0.5035% | 15867.9602 | 2994.1331 | 139065.5777 | 136681.7776 | 137308.1565 | 1236.7119 | 100.5% | 626.3789 | 0.084253 | 15.16% | 9.375% | 0.5248% | 0.499%
118 | 134268.4139 | 3005.7734 | 137274.1873 | 133106.6027 | 100.9% | 1161.8112 | 271.9752 | 0.070937 | 15.63% | 9.827% | 1% | 0.9503% | 13328.9512 | 1000 | 135268.4139 | 133904.5786 | 135066.3898 | 797.9758 | 100.9% | 1161.8112 | 0.071074 | 15.63% | 9.821% | 0.9941% | 0.9447%
119 | 138401.8966 | 3425.8512 | 141827.7477 | 139075.1855 | 99.52% | -673.2889 | 429.0834 | 0.12215 | 14.08% | 8.349% | -0.5555% | -0.5271% | 21675.8748 | 1000 | 139401.8966 | 139441.3338 | 139401.8966 | 1000 | 99.97% | -39.4372 | 0.10098 | 14.6% | 8.845% | -0.03294% | -0.03079%
120 | 133170.5112 | 6053.2051 | 139223.7162 | 132212.0791 | 100.7% | 958.4321 | 289.0987 | 0.07509 | 15.46% | 9.665% | 0.8305% | 0.7893% | 14052.2881 | 2534.275 | 135704.7862 | 133778.0251 | 134736.4572 | 1565.946 | 100.7% | 958.4321 | 0.075382 | 15.45% | 9.656% | 0.8208% | 0.78%
121 | 134479.5032 | 5645.3519 | 140124.8551 | 134116.94 | 100.3% | 362.5632 | 341.7336 | 0.090711 | 14.94% | 9.171% | 0.3094% | 0.2943% | 16773.9991 | 2210.9123 | 136690.4155 | 131346.9423 | 133094.5044 | -1384.9988 | 101.3% | 1747.562 | 0.058874 | 16.16% | 10.32% | 1.525% | 1.449%
122 | 133443.097 | 3706.7527 | 137149.8497 | 132629.3239 | 100.6% | 813.7731 | 301.9911 | 0.078916 | 15.34% | 9.544% | 0.7028% | 0.668% | 14708.999 | 1000 | 134443.097 | 132402.6574 | 133329.7638 | -113.3333 | 100.7% | 927.1064 | 0.075939 | 15.44% | 9.639% | 0.8022% | 0.7624%
123 | 135879.6477 | 4052.0906 | 139931.7383 | 134506.583 | 101% | 1373.0647 | 254.8417 | 0.067037 | 15.8% | 9.988% | 1.17% | 1.111% | 12639.1471 | 1304.7963 | 137184.4441 | 135104.3853 | 136477.45 | 597.8023 | 101% | 1373.0647 | 0.067156 | 15.8% | 9.983% | 1.164% | 1.107%
124 | 138300.2222 | 4991.2384 | 143291.4606 | 137252.8953 | 100.8% | 1047.3269 | 284.6884 | 0.073831 | 15.51% | 9.707% | 0.8742% | 0.8308% | 14370.9503 | 4532.2 | 142832.4222 | 135892.8843 | 137620.2167 | -680.0055 | 101.3% | 1727.3324 | 0.060439 | 16.09% | 10.26% | 1.457% | 1.384%
125 | 138896.7201 | 3836.926 | 142733.646 | 138010.7565 | 100.6% | 885.9636 | 298.7058 | 0.077941 | 15.37% | 9.575% | 0.7354% | 0.6989% | 15143.577 | 2555.615 | 141452.335 | 138101.8473 | 138987.8109 | 91.0909 | 100.6% | 885.9636 | 0.077956 | 15.37% | 9.575% | 0.7349% | 0.6985%
126 | 137243.365 | 3098.7297 | 140342.0947 | 136287.1553 | 100.7% | 956.2097 | 291.7966 | 0.075891 | 15.44% | 9.64% | 0.8038% | 0.7639% | 14617.2104 | 2027.2069 | 139270.5719 | 131913.6699 | 135056.6223 | -2186.7427 | 102.4% | 3142.9524 | 0.037185 | 17.36% | 11.47% | 2.731% | 2.594%
127 | 130141.1226 | 2121.8661 | 132262.9888 | 130199.4777 | 99.96% | -58.3551 | 378.2206 | 0.10155 | 14.58% | 8.827% | -0.05189% | -0.0488% | 17966.0497 | 2781.3763 | 132922.4989 | 132423.1895 | 132423.1895 | 2282.0668 | 100% | 0 | 0.1 | 14.63% | 8.876% | -0.0005144% | 0%
128 | 132916.9563 | 7052.8217 | 139969.778 | 130384.9301 | 101.9% | 2532.0262 | 170.3889 | 0.045265 | 16.86% | 10.99% | 2.226% | 2.114% | 8266.3657 | 1711.1799 | 134628.1362 | 131003.5896 | 133535.6158 | 618.6595 | 101.9% | 2532.0262 | 0.045433 | 16.85% | 10.98% | 2.215% | 2.104%
129 | 138877.8284 | 4004.681 | 142882.5095 | 137920.639 | 100.7% | 957.1894 | 292.6827 | 0.076152 | 15.43% | 9.632% | 0.7951% | 0.7556% | 14836.204 | 1980.0888 | 140857.9172 | 138806.7431 | 139763.9325 | 886.1041 | 100.7% | 957.1894 | 0.076304 | 15.42% | 9.627% | 0.79% | 0.7508%
130 | 134603.4974 | 5226.5884 | 139830.0859 | 131728.7103 | 102.2% | 2874.7871 | 154.6293 | 0.040857 | 17.13% | 11.25% | 2.501% | 2.376% | 7596.9811 | 1000 | 135603.4974 | 132304.1084 | 135178.8955 | 575.3981 | 102.2% | 2874.7871 | 0.041031 | 17.12% | 11.24% | 2.49% | 2.366%
131 | 147345.9471 | 2166.8522 | 149512.7993 | 148378.3018 | 99.3% | -1032.3546 | 453.5939 | 0.13258 | 13.84% | 8.119% | -0.7981% | -0.7575% | 24394.8581 | 3244.4413 | 150590.3884 | 152750.3647 | 150590.3884 | 3244.4413 | 98.59% | -2159.9762 | 0.1748 | 13.01% | 7.337% | -1.621% | -1.54%
132 | 131939.1242 | 6765.7116 | 138704.8358 | 128492.5073 | 102.7% | 3446.6169 | 121.8557 | 0.032723 | 17.71% | 11.8% | 3.074% | 2.92% | 5868.3004 | 3740.1889 | 135679.313 | 125545.2485 | 130465.4948 | -1473.6294 | 103.9% | 4920.2463 | 0.019005 | 19.13% | 13.14% | 4.492% | 4.267%
133 | 134043.7189 | 6110.7806 | 140154.4996 | 130298.6228 | 102.9% | 3745.0961 | 109.2819 | 0.030304 | 17.93% | 12.01% | 3.294% | 3.129% | 5346.7202 | 4242.26 | 138285.9789 | 127570.6325 | 132679.7238 | -1363.9951 | 104% | 5109.0913 | 0.018218 | 19.22% | 13.24% | 4.59% | 4.36%
134 | 141274.0402 | 4528.0141 | 145802.0543 | 141958.8858 | 99.52% | -684.8457 | 428.8943 | 0.12206 | 14.08% | 8.351% | -0.5535% | -0.5252% | 22115.9431 | 1365.0463 | 142639.0865 | 141858.7938 | 141223.9941 | -50.046 | 99.55% | -634.7997 | 0.12034 | 14.12% | 8.389% | -0.5135% | -0.4872%
135 | 121329.3308 | 9501.6946 | 130831.0253 | 120080.4387 | 101% | 1248.8921 | 252.6117 | 0.06653 | 15.83% | 10.01% | 1.192% | 1.132% | 11186.9593 | 4848.4247 | 126177.7555 | 119213.4713 | 120895.8471 | -433.4837 | 101.4% | 1682.3758 | 0.056746 | 16.25% | 10.41% | 1.617% | 1.536%
136 | 128865.8677 | 7285.6005 | 136151.4683 | 126976.6033 | 101.5% | 1889.2645 | 200.7633 | 0.054725 | 16.34% | 10.5% | 1.705% | 1.62% | 9443.1087 | 4440.1985 | 133306.0662 | 130755.4828 | 132644.7472 | 3778.8795 | 101.4% | 1889.2645 | 0.055858 | 16.29% | 10.45% | 1.656% | 1.573%
137 | 133983.6197 | 3850.104 | 137833.7237 | 133462.0641 | 100.4% | 521.5556 | 327.7859 | 0.086572 | 15.08% | 9.302% | 0.4475% | 0.4255% | 16030.0476 | 1000 | 134983.6197 | 134416.7103 | 134938.2659 | 954.6462 | 100.4% | 521.5556 | 0.086667 | 15.08% | 9.299% | 0.4443% | 0.4225%
138 | 121976.7382 | 5720.6168 | 127697.355 | 120910.6236 | 100.9% | 1066.1146 | 270.9398 | 0.070703 | 15.64% | 9.836% | 1.01% | 0.96% | 12062.6486 | 6690.9771 | 128667.7152 | 123073.3309 | 124139.4455 | 2162.7073 | 100.9% | 1066.1146 | 0.071111 | 15.63% | 9.819% | 0.9925% | 0.9431%
139 | 121184.4547 | 8455.1602 | 129639.6148 | 119469.2411 | 101.4% | 1715.2136 | 206.8063 | 0.056101 | 16.28% | 10.44% | 1.645% | 1.563% | 9147.5219 | 4515.4249 | 125699.8796 | 122137.7151 | 123852.9288 | 2668.4741 | 101.4% | 1715.2136 | 0.056927 | 16.24% | 10.41% | 1.609% | 1.529%
140 | 131392.6031 | 5708.0478 | 137100.6509 | 129691.7994 | 101.3% | 1700.8037 | 221.192 | 0.059376 | 16.14% | 10.3% | 1.503% | 1.428% | 10607.9924 | 1000 | 132392.6031 | 129687.9241 | 131390.6654 | -1.9377 | 101.3% | 1702.7413 | 0.059336 | 16.14% | 10.31% | 1.505% | 1.429%
141 | 142633.8262 | 4726.5713 | 147360.3975 | 141294.0765 | 100.9% | 1339.7497 | 263.2442 | 0.068951 | 15.72% | 9.909% | 1.086% | 1.032% | 13704.8459 | 2215.5274 | 144849.3536 | 141352.2397 | 142691.9894 | 58.1632 | 100.9% | 1339.7497 | 0.068961 | 15.72% | 9.908% | 1.086% | 1.032%
142 | 131164.0919 | 6219.6136 | 137383.7055 | 128795.4172 | 101.8% | 2368.6747 | 177.1288 | 0.047151 | 16.74% | 10.88% | 2.108% | 2.002% | 8480.0234 | 5502.2889 | 136666.3808 | 125896.0461 | 129714.4064 | -1449.6856 | 103% | 3818.3603 | 0.028303 | 18.11% | 12.18% | 3.476% | 3.302%
143 | 134885.6536 | 5228.1261 | 140113.7797 | 133219.6263 | 101.3% | 1666.0274 | 228.2405 | 0.06098 | 16.07% | 10.24% | 1.433% | 1.362% | 11237.0256 | 1754.66 | 136640.3136 | 130986.6356 | 133769.1583 | -1116.4953 | 102.1% | 2782.5227 | 0.041922 | 17.07% | 11.19% | 2.435% | 2.313%
144 | 137413.1151 | 4438.0666 | 141851.1817 | 135533.7997 | 101.4% | 1879.3154 | 212.4909 | 0.057395 | 16.22% | 10.39% | 1.589% | 1.51% | 10657.6467 | 3003.7372 | 140416.8523 | 135843.468 | 137722.7834 | 309.6683 | 101.4% | 1879.3154 | 0.057478 | 16.22% | 10.38% | 1.585% | 1.506%
145 | 133619.4671 | 4328.4 | 137947.8671 | 132439.8031 | 100.9% | 1179.664 | 269.9044 | 0.070466 | 15.65% | 9.846% | 1.021% | 0.9698% | 13163.5369 | 1000 | 134619.4671 | 132693.2025 | 133872.8664 | 253.3993 | 100.9% | 1179.664 | 0.070511 | 15.65% | 9.844% | 1.019% | 0.9679%
146 | 132208.1845 | 2546.7534 | 134754.9379 | 131646.3027 | 100.4% | 561.8818 | 323.6145 | 0.085334 | 15.12% | 9.341% | 0.4888% | 0.4647% | 15616.3378 | 3059.2294 | 135267.4139 | 132336.5428 | 132898.4246 | 690.2401 | 100.4% | 561.8818 | 0.08541 | 15.12% | 9.338% | 0.4862% | 0.4623%
147 | 135773.7141 | 4351.7216 | 140125.4357 | 133181.8628 | 101.9% | 2591.8513 | 170.1191 | 0.045189 | 16.86% | 11% | 2.23% | 2.119% | 8430.6637 | 3546.4146 | 139320.1287 | 134774.4346 | 137366.2859 | 1592.5718 | 101.9% | 2591.8513 | 0.045611 | 16.84% | 10.97% | 2.204% | 2.094%
148 | 135076.3173 | 6144.8199 | 141221.1372 | 133580.1144 | 101.1% | 1496.203 | 243.3431 | 0.06442 | 15.92% | 10.1% | 1.283% | 1.219% | 11997.5078 | 4211.8581 | 139288.1754 | 134218.6565 | 135714.8595 | 638.5422 | 101.1% | 1496.203 | 0.064561 | 15.91% | 10.09% | 1.277% | 1.214%
149 | 129768.9458 | 6055.3812 | 135824.3271 | 129419.0825 | 100.3% | 349.8633 | 341.7336 | 0.090711 | 14.94% | 9.171% | 0.3094% | 0.2943% | 16186.4383 | 4414.4619 | 134183.4078 | 126217.6719 | 128168.2405 | -1600.7053 | 101.5% | 1950.5686 | 0.053209 | 16.4% | 10.56% | 1.771% | 1.683%
150 | 142272.5949 | 4768.9138 | 147041.5087 | 141028.8329 | 100.9% | 1243.762 | 270.9199 | 0.070698 | 15.64% | 9.836% | 1.01% | 0.9602% | 14068.7333 | 1641.0828 | 143913.6777 | 138518.8296 | 141017.5932 | -1255.0016 | 101.8% | 2498.7636 | 0.047796 | 16.7% | 10.84% | 2.067% | 1.964%
151 | 130594.7674 | 6170.8299 | 136765.5972 | 128732.8989 | 101.4% | 1861.8685 | 205.5718 | 0.055821 | 16.29% | 10.45% | 1.657% | 1.575% | 9799.0082 | 2709.2136 | 133303.981 | 125569.8911 | 129013.2635 | -1581.5039 | 102.7% | 3443.3724 | 0.031969 | 17.78% | 11.86% | 3.143% | 2.986%
152 | 133381.0181 | 4647.9036 | 138028.9217 | 132370.9436 | 100.8% | 1010.0745 | 284.6884 | 0.073831 | 15.51% | 9.707% | 0.8742% | 0.8308% | 13859.7896 | 1002.3111 | 134383.3292 | 134191.2806 | 134383.3292 | 1002.3111 | 100.1% | 192.0487 | 0.095082 | 14.8% | 9.032% | 0.1635% | 0.1558%
153 | 128177.1482 | 8681.2597 | 136858.408 | 126438.303 | 101.4% | 1738.8452 | 213.805 | 0.057694 | 16.21% | 10.37% | 1.576% | 1.497% | 10002.7939 | 1867.8359 | 130044.9841 | 125876.6313 | 127896.3123 | -280.8359 | 101.6% | 2019.6811 | 0.051651 | 16.47% | 10.62% | 1.839% | 1.747%
154 | 132988.7101 | 5671.942 | 138660.6521 | 131267.2457 | 101.3% | 1721.4644 | 221.192 | 0.059376 | 16.14% | 10.3% | 1.503% | 1.428% | 10736.8543 | 4156.1959 | 137144.906 | 128414.9318 | 131562.5531 | -1426.157 | 102.5% | 3147.6214 | 0.035928 | 17.44% | 11.54% | 2.809% | 2.669%
155 | 133650.5068 | 3985.3719 | 137635.8787 | 132395.1368 | 100.9% | 1255.37 | 263.2442 | 0.068951 | 15.72% | 9.909% | 1.086% | 1.032% | 12841.6915 | 1000 | 134650.5068 | 133552.7856 | 134650.5068 | 1000 | 100.8% | 1097.7212 | 0.072279 | 15.58% | 9.771% | 0.9417% | 0.8949%
156 | 127765.4413 | 4649.886 | 132415.3273 | 125645.8511 | 101.7% | 2119.5902 | 187.1043 | 0.049941 | 16.57% | 10.71% | 1.933% | 1.837% | 8725.4924 | 2751.5146 | 130516.9559 | 128309.65 | 130429.2402 | 2663.7989 | 101.7% | 2119.5902 | 0.050583 | 16.53% | 10.67% | 1.893% | 1.799%
157 | 136038.383 | 2597.8064 | 138636.1894 | 135528.2619 | 100.4% | 510.1212 | 329.4584 | 0.087066 | 15.06% | 9.286% | 0.431% | 0.4098% | 16358.9311 | 1000 | 137038.383 | 131503.4453 | 134025.9747 | -2012.4083 | 101.9% | 2522.5294 | 0.0457 | 16.83% | 10.96% | 2.198% | 2.088%
158 | 128626.3436 | 5161.2628 | 133787.6065 | 125879.2133 | 102.2% | 2747.1304 | 154.6293 | 0.040857 | 17.13% | 11.25% | 2.501% | 2.376% | 7259.6324 | 1197.4861 | 129823.8297 | 121667.0442 | 126520.2591 | -2106.0845 | 104% | 4853.2149 | 0.018365 | 19.21% | 13.22% | 4.572% | 4.343%
159 | 138193.7309 | 4125.186 | 142318.9169 | 137427.8991 | 100.6% | 765.8317 | 308.512 | 0.080851 | 15.27% | 9.483% | 0.6383% | 0.6067% | 15561.5634 | 1804.6951 | 139998.426 | 140235.9437 | 139998.426 | 1804.6951 | 99.83% | -237.5177 | 0.10663 | 14.44% | 8.692% | -0.1947% | -0.1844%
160 | 139681.8745 | 6319.2712 | 146001.1457 | 136416.3785 | 102.4% | 3265.496 | 140.7712 | 0.03698 | 17.38% | 11.48% | 2.744% | 2.606% | 7177.0635 | 2290.1084 | 141971.9829 | 140127.2342 | 141971.9829 | 2290.1084 | 101.3% | 1844.7488 | 0.059243 | 16.14% | 10.31% | 1.509% | 1.433%
161 | 135452.605 | 4252.0221 | 139704.6271 | 134501.1579 | 100.7% | 951.4471 | 291.1296 | 0.075693 | 15.44% | 9.646% | 0.8104% | 0.7702% | 14393.5065 | 2618.026 | 138070.631 | 134819.5626 | 135771.0097 | 318.4047 | 100.7% | 951.4471 | 0.07575 | 15.44% | 9.645% | 0.8085% | 0.7684%
162 | 129821.51 | 7209.1441 | 137030.6541 | 127959.0002 | 101.5% | 1862.5098 | 204.5065 | 0.055577 | 16.3% | 10.46% | 1.668% | 1.585% | 9690.5116 | 2931.2699 | 132752.7799 | 128897.5965 | 130760.1063 | 938.5963 | 101.4% | 1862.5098 | 0.055857 | 16.29% | 10.45% | 1.656% | 1.573%
163 | 143237.3579 | 4116.016 | 147353.3739 | 145592.4241 | 98.38% | -2355.0663 | 488.8166 | 0.1881 | 12.78% | 7.115% | -1.855% | -1.761% | 25556.1316 | 1000 | 144237.3579 | 141487.5301 | 141184.9108 | -2052.447 | 99.79% | -302.6193 | 0.10883 | 14.39% | 8.643% | -0.2457% | -0.2329%
164 | 143801.4633 | 4680.447 | 148481.9102 | 142698.8502 | 100.8% | 1102.613 | 283.5734 | 0.073577 | 15.52% | 9.717% | 0.8852% | 0.8413% | 14884.0666 | 1029.6096 | 144831.0729 | 144409.1468 | 144831.0729 | 1029.6096 | 100.3% | 421.9261 | 0.08996 | 14.97% | 9.194% | 0.3344% | 0.3181%
165 | 122132.3309 | 6746.0622 | 128878.3931 | 120188.0024 | 101.6% | 1944.3285 | 191.644 | 0.051302 | 16.49% | 10.64% | 1.854% | 1.761% | 8543.1632 | 5239.1924 | 127371.5233 | 121101.9831 | 123046.3116 | 913.9807 | 101.6% | 1944.3285 | 0.051624 | 16.47% | 10.62% | 1.84% | 1.748%
166 | 133904.4898 | 5570.2148 | 139474.7046 | 132811.6045 | 100.8% | 1092.8853 | 277.7593 | 0.072254 | 15.58% | 9.772% | 0.9428% | 0.8959% | 13575.526 | 4694.9194 | 138599.4092 | 135009.9315 | 136102.8169 | 2198.3271 | 100.8% | 1092.8853 | 0.072607 | 15.56% | 9.758% | 0.9274% | 0.8813%
167 | 130096.8597 | 3940.342 | 134037.2017 | 129115.4072 | 100.8% | 981.4525 | 285.0269 | 0.073908 | 15.5% | 9.704% | 0.8709% | 0.8276% | 13534.6018 | 2068.7568 | 132165.6165 | 130727.6532 | 131709.1058 | 1612.2461 | 100.8% | 981.4525 | 0.074202 | 15.49% | 9.694% | 0.8601% | 0.8174%
168 | 132670.7328 | 5007.9376 | 137678.6704 | 131085.7183 | 101.2% | 1585.0146 | 233.0391 | 0.062072 | 16.02% | 10.19% | 1.386% | 1.316% | 11284.8752 | 1380.4483 | 134051.1811 | 131332.9391 | 132917.9537 | 247.2209 | 101.2% | 1585.0146 | 0.062132 | 16.02% | 10.19% | 1.383% | 1.314%
169 | 135700.1828 | 1467.029 | 137167.2118 | 136009.6819 | 99.77% | -309.4991 | 399.3761 | 0.1095 | 14.37% | 8.628% | -0.2614% | -0.2478% | 19781.325 | 1000 | 136700.1828 | 137389.5593 | 136700.1828 | 1000 | 99.5% | -689.3765 | 0.12302 | 14.06% | 8.33% | -0.5757% | -0.5463%
170 | 128144.7627 | 5189.7393 | 133334.502 | 125924.8962 | 101.8% | 2219.8665 | 182.1265 | 0.048549 | 16.65% | 10.8% | 2.02% | 1.919% | 8518.5732 | 2430.8719 | 130575.6347 | 126741.3791 | 128961.2456 | 816.4829 | 101.8% | 2219.8665 | 0.048757 | 16.64% | 10.78% | 2.007% | 1.907%
171 | 131942.1016 | 5947.4556 | 137889.5571 | 130124.5691 | 101.4% | 1817.5325 | 211.3161 | 0.057127 | 16.23% | 10.4% | 1.601% | 1.521% | 10176.7447 | 4420.2896 | 136362.3912 | 132622.7437 | 134440.2762 | 2498.1746 | 101.4% | 1817.5325 | 0.05782 | 16.2% | 10.37% | 1.57% | 1.492%
172 | 138350.6258 | 1040.2303 | 139390.8561 | 138630.895 | 99.8% | -280.2692 | 396.4392 | 0.10825 | 14.4% | 8.656% | -0.2323% | -0.2201% | 20019.3795 | 1000 | 139350.6258 | 138089.9399 | 138080.1483 | -270.4776 | 99.99% | -9.7916 | 0.10024 | 14.62% | 8.868% | -0.008643% | -0.00772%
173 | 133486.2797 | 6412.3079 | 139898.5877 | 130757.3951 | 102.1% | 2728.8846 | 160.8814 | 0.042606 | 17.03% | 11.15% | 2.392% | 2.272% | 7838.5423 | 1526.5282 | 135012.8079 | 130637.4939 | 133426.3291 | -59.9506 | 102.1% | 2788.8352 | 0.041729 | 17.08% | 11.2% | 2.447% | 2.324%
174 | 134790.7045 | 5103.4866 | 139894.191 | 132177.5024 | 102% | 2613.2021 | 168.0892 | 0.044622 | 16.9% | 11.03% | 2.266% | 2.153% | 8269.7543 | 4763.7882 | 139554.4927 | 132818.9642 | 135432.1662 | 641.4618 | 102% | 2613.2021 | 0.044797 | 16.89% | 11.02% | 2.255% | 2.142%
175 | 130852.8286 | 5283.9276 | 136136.7562 | 127491.0574 | 102.6% | 3361.7712 | 124.8424 | 0.033297 | 17.66% | 11.75% | 3.022% | 2.871% | 5962.6316 | 3659.6219 | 134512.4506 | 128821.4172 | 132183.1884 | 1330.3598 | 102.6% | 3361.7712 | 0.03364 | 17.62% | 11.72% | 2.991% | 2.841%
176 | 132306.4637 | 5917.8361 | 138224.2998 | 131817.0676 | 100.4% | 489.3961 | 330.0458 | 0.087242 | 15.06% | 9.28% | 0.4251% | 0.4042% | 15938.5246 | 1710.9839 | 134017.4476 | 132303.9528 | 132793.3489 | 486.8852 | 100.4% | 489.3961 | 0.087289 | 15.06% | 9.279% | 0.4235% | 0.4027%
177 | 140088.7367 | 4025.5384 | 144114.2751 | 141093.1433 | 99.29% | -1004.4066 | 455.4556 | 0.13337 | 13.82% | 8.101% | -0.8166% | -0.7751% | 23288.5338 | 2575.3092 | 142664.0459 | 140193.7791 | 139639.0546 | -449.6821 | 99.6% | -554.7245 | 0.11779 | 14.18% | 8.445% | -0.4541% | -0.4308%
178 | 125445.6968 | 3484.6027 | 128930.2995 | 124919.3379 | 100.4% | 526.3589 | 324.2517 | 0.085521 | 15.12% | 9.335% | 0.4825% | 0.4588% | 14846.7313 | 2954.2478 | 128399.9446 | 125348.1578 | 125874.5166 | 428.8198 | 100.4% | 526.3589 | 0.085571 | 15.11% | 9.333% | 0.4808% | 0.4572%
179 | 131057.0216 | 4545.3302 | 135602.3518 | 129600.1422 | 101.1% | 1456.8794 | 242.8752 | 0.064313 | 15.92% | 10.1% | 1.288% | 1.224% | 11618.1302 | 1000 | 132057.0216 | 130842.6361 | 132057.0216 | 1000 | 100.9% | 1214.3854 | 0.06948 | 15.7% | 9.887% | 1.063% | 1.011%
180 | 131811.1895 | 2995.7089 | 134806.8983 | 132750.201 | 99.29% | -939.0115 | 454.9379 | 0.13315 | 13.82% | 8.106% | -0.8114% | -0.7701% | 21887.5571 | 1216.429 | 133027.6185 | 132050.451 | 131461.3145 | -349.875 | 99.55% | -589.1365 | 0.12027 | 14.12% | 8.39% | -0.5119% | -0.4857%
181 | 131208.4602 | 6916.4039 | 138124.8641 | 129573.8312 | 101.3% | 1634.629 | 226.9662 | 0.060691 | 16.08% | 10.25% | 1.446% | 1.374% | 10869.6588 | 6469.5217 | 137677.9819 | 127495.8231 | 130169.4562 | -1039.004 | 102.1% | 2673.633 | 0.042421 | 17.04% | 11.16% | 2.403% | 2.283%
182 | 126654.8174 | 6686.7975 | 133341.6149 | 124817.2552 | 101.5% | 1837.5622 | 202.5752 | 0.055138 | 16.32% | 10.48% | 1.687% | 1.603% | 9364.8487 | 5315.1845 | 131970.0019 | 124776.5053 | 126634.4424 | -20.375 | 101.5% | 1857.9372 | 0.054695 | 16.34% | 10.5% | 1.706% | 1.621%
183 | 140070.0164 | 3848.0774 | 143918.0937 | 138847.2889 | 100.9% | 1222.7275 | 271.0692 | 0.070732 | 15.64% | 9.835% | 1.009% | 0.9588% | 13858.5644 | 1000 | 141070.0164 | 138017.5646 | 139655.1542 | -414.8622 | 101.2% | 1637.5896 | 0.062669 | 15.99% | 10.17% | 1.36% | 1.292%
184 | 132441.1265 | 5758.3098 | 138199.4363 | 130062.0791 | 101.8% | 2379.0473 | 177.784 | 0.047333 | 16.73% | 10.87% | 2.096% | 1.992% | 8594.2561 | 3549.0774 | 135990.2039 | 130420.0209 | 132799.0682 | 357.9417 | 101.8% | 2379.0473 | 0.047425 | 16.72% | 10.86% | 2.091% | 1.986%
185 | 136581.8172 | 2123.2669 | 138705.0841 | 136069.6583 | 100.4% | 512.1589 | 329.4584 | 0.087066 | 15.06% | 9.286% | 0.431% | 0.4098% | 16424.2803 | 1516.9368 | 138098.754 | 132492.3555 | 134793.1658 | -1788.6514 | 101.7% | 2300.8103 | 0.049031 | 16.62% | 10.77% | 1.99% | 1.891%
186 | 132591.3835 | 3972.4391 | 136563.8226 | 131392.2826 | 100.9% | 1199.1009 | 267.3658 | 0.069889 | 15.68% | 9.87% | 1.046% | 0.9936% | 12939.3945 | 3700.7823 | 136292.1658 | 131381.7519 | 132586.1182 | -5.2654 | 100.9% | 1204.3662 | 0.069781 | 15.68% | 9.874% | 1.05% | 0.9981%
187 | 142315.5 | 3444.8076 | 145760.3076 | 141945.8403 | 100.3% | 369.6597 | 342.8785 | 0.091051 | 14.93% | 9.16% | 0.298% | 0.2835% | 17810.8759 | 3085.1781 | 145400.6781 | 142029.0106 | 142398.6703 | 83.1703 | 100.3% | 369.6597 | 0.091057 | 14.93% | 9.16% | 0.2978% | 0.2834%
188 | 135336.9069 | 4281.9328 | 139618.8398 | 133575.2186 | 101.3% | 1761.6883 | 220.3358 | 0.05918 | 16.14% | 10.31% | 1.511% | 1.436% | 10884.1428 | 1000 | 136336.9069 | 131273.2215 | 134185.9084 | -1150.9986 | 102.2% | 2912.6869 | 0.040188 | 17.18% | 11.29% | 2.543% | 2.416%
189 | 132103.9603 | 4243.2817 | 136347.242 | 129247.498 | 102.2% | 2856.4623 | 152.8174 | 0.040348 | 17.17% | 11.28% | 2.533% | 2.406% | 7368.5416 | 3649.0032 | 135752.9635 | 125510.3325 | 130235.3775 | -1868.5827 | 103.8% | 4725.045 | 0.020421 | 18.95% | 12.98% | 4.315% | 4.099%
190 | 139916.3732 | 5540.5516 | 145456.9248 | 139398.8284 | 100.4% | 517.5448 | 330.0458 | 0.087242 | 15.06% | 9.28% | 0.4251% | 0.4042% | 16855.2654 | 2720.8288 | 142637.202 | 138844.8636 | 139639.3908 | -276.9824 | 100.6% | 794.5272 | 0.080337 | 15.29% | 9.499% | 0.6555% | 0.623%
191 | 134042.2772 | 3851.7896 | 137894.0667 | 134908.4472 | 99.36% | -866.17 | 447.3717 | 0.12993 | 13.9% | 8.177% | -0.7365% | -0.699% | 21887.8546 | 3387.526 | 137429.8031 | 136903.6014 | 136903.6014 | 2861.3242 | 100% | 0 | 0.1 | 14.63% | 8.876% | -0.0005144% | 0%
192 | 130290.4407 | 5123.7814 | 135414.2221 | 128831.2569 | 101.1% | 1459.1838 | 241.8896 | 0.064089 | 15.93% | 10.11% | 1.298% | 1.233% | 11503.3022 | 2211.7184 | 132502.1591 | 130732.1521 | 132191.3359 | 1900.8952 | 101.1% | 1459.1838 | 0.064523 | 15.91% | 10.09% | 1.279% | 1.215%
193 | 142207.9971 | 4932.0693 | 147140.0664 | 140721.7894 | 101.1% | 1486.2077 | 250.75 | 0.066106 | 15.84% | 10.03% | 1.21% | 1.15% | 13015.4079 | 4258.7295 | 146466.7265 | 140022.5984 | 141858.4016 | -349.5955 | 101.3% | 1835.8032 | 0.059385 | 16.14% | 10.3% | 1.502% | 1.427%
194 | 130749.6066 | 7020.3794 | 137769.986 | 129531.1705 | 100.9% | 1218.4361 | 264.1203 | 0.06915 | 15.71% | 9.9% | 1.078% | 1.024% | 12604.7711 | 4424.8073 | 135174.4139 | 132238.9783 | 133457.4144 | 2707.8078 | 100.9% | 1218.4361 | 0.069657 | 15.69% | 9.879% | 1.056% | 1.003%
195 | 131089.157 | 6431.0591 | 137520.2161 | 129541.8943 | 101.2% | 1547.2626 | 234.7415 | 0.062461 | 16% | 10.18% | 1.369% | 1.3% | 11231.8029 | 2032.7928 | 133121.9497 | 128388.8468 | 130512.6332 | -576.5238 | 101.7% | 2123.7864 | 0.050542 | 16.53% | 10.68% | 1.896% | 1.801%
196 | 134315.3132 | 4442.7736 | 138758.0868 | 132818.4075 | 101.1% | 1496.9057 | 242.5466 | 0.064237 | 15.92% | 10.1% | 1.291% | 1.227% | 11890.8696 | 5614.7868 | 139930.1 | 136101.2242 | 137598.1299 | 3282.8167 | 101.1% | 1496.9057 | 0.064953 | 15.89% | 10.07% | 1.26% | 1.197%
197 | 132426.2765 | 5873.4301 | 138299.7066 | 131126.8478 | 101% | 1299.4287 | 258.2963 | 0.067823 | 15.77% | 9.955% | 1.135% | 1.079% | 12484.9028 | 3904.4594 | 136330.7359 | 133878.7632 | 135178.1919 | 2751.9154 | 101% | 1299.4287 | 0.06836 | 15.75% | 9.933% | 1.112% | 1.057%
198 | 133812.2846 | 5000.378 | 138812.6625 | 131494.2389 | 101.8% | 2318.0457 | 182.1265 | 0.048549 | 16.65% | 10.8% | 2.02% | 1.919% | 8895.3283 | 1692.6558 | 135504.9404 | 134354.6247 | 135504.9404 | 1692.6558 | 100.9% | 1150.3156 | 0.071376 | 15.61% | 9.808% | 0.9809% | 0.9322%
199 | 133532.5256 | 5950.6295 | 139483.1552 | 131693.0846 | 101.4% | 1839.441 | 211.3161 | 0.057127 | 16.23% | 10.4% | 1.601% | 1.521% | 10299.4147 | 3146.6337 | 136679.1593 | 132660.7029 | 134500.1438 | 967.6182 | 101.4% | 1839.441 | 0.057395 | 16.22% | 10.39% | 1.589% | 1.51%
200 | 142256.4447 | 3737.3346 | 145993.7794 | 140969.9371 | 100.9% | 1286.5076 | 267.3658 | 0.069889 | 15.68% | 9.87% | 1.046% | 0.9936% | 13882.5933 | 3045.8452 | 145302.29 | 142389.6752 | 143676.1829 | 1419.7381 | 100.9% | 1286.5076 | 0.070129 | 15.67% | 9.86% | 1.035% | 0.9837%
201 | 128115.4547 | 5823.4298 | 133938.8844 | 126042.7495 | 101.6% | 2072.7052 | 189.8915 | 0.05072 | 16.52% | 10.67% | 1.885% | 1.79% | 8879.735 | 1000 | 129115.4547 | 124845.0679 | 127516.6139 | -598.8408 | 102.1% | 2671.5459 | 0.041635 | 17.09% | 11.21% | 2.453% | 2.33%
202 | 131780.6574 | 4706.4521 | 136487.1095 | 129800.1746 | 101.5% | 1980.4828 | 197.6688 | 0.053726 | 16.38% | 10.54% | 1.749% | 1.661% | 9507.8589 | 2015.9786 | 133796.636 | 129130.4931 | 131445.8167 | -334.8408 | 101.8% | 2315.3236 | 0.047996 | 16.69% | 10.83% | 2.055% | 1.952%
203 | 142977.6852 | 2714.7662 | 145692.4514 | 145413.348 | 98.33% | -2435.6628 | 488.8166 | 0.19185 | 12.71% | 7.053% | -1.921% | -1.824% | 25509.8013 | 3178.35 | 146156.0352 | 148604.9846 | 146156.0352 | 3178.35 | 98.35% | -2448.9494 | 0.19008 | 12.74% | 7.082% | -1.89% | -1.794%
204 | 132298.0343 | 6013.547 | 138311.5813 | 131365.728 | 100.7% | 932.3063 | 290.8608 | 0.075613 | 15.45% | 9.649% | 0.813% | 0.7727% | 14045.3145 | 5263.0176 | 137561.0519 | 130222.6433 | 131726.4919 | -571.5424 | 101.2% | 1503.8486 | 0.063504 | 15.96% | 10.13% | 1.323% | 1.257%
205 | 138569.0102 | 5004.3191 | 143573.3293 | 138462.9664 | 100.1% | 106.0438 | 364.1634 | 0.097368 | 14.72% | 8.96% | 0.08728% | 0.08338% | 18418.5427 | 3341.5426 | 141910.5528 | 134791.2161 | 136733.135 | -1835.8751 | 101.4% | 1941.919 | 0.055969 | 16.28% | 10.44% | 1.651% | 1.569%
206 | 127497.7577 | 7156.6451 | 134654.4028 | 125628.5507 | 101.5% | 1869.207 | 200.7633 | 0.054725 | 16.34% | 10.5% | 1.705% | 1.62% | 9342.8555 | 3514.2583 | 131012.016 | 126797.2389 | 128666.4459 | 1168.6882 | 101.5% | 1869.207 | 0.055086 | 16.32% | 10.48% | 1.689% | 1.605%
207 | 143415.1262 | 3278.06 | 146693.1863 | 143106.7669 | 100.2% | 308.3593 | 348.0852 | 0.092596 | 14.88% | 9.111% | 0.2465% | 0.2346% | 18221.0497 | 1000 | 144415.1262 | 143133.6051 | 143441.9644 | 26.8382 | 100.2% | 308.3593 | 0.092597 | 14.88% | 9.111% | 0.2464% | 0.2346%
208 | 127143.7652 | 4005.0653 | 131148.8305 | 126439.6031 | 100.6% | 704.162 | 308.5518 | 0.080863 | 15.27% | 9.483% | 0.6379% | 0.6063% | 14319.1094 | 1914.846 | 129058.6112 | 125434.4251 | 126641.1762 | -502.589 | 101% | 1206.751 | 0.068585 | 15.74% | 9.924% | 1.102% | 1.047%
209 | 139477.1071 | 4649.2369 | 144126.344 | 138280.0947 | 100.9% | 1197.0124 | 272.8114 | 0.071127 | 15.63% | 9.819% | 0.9918% | 0.9425% | 13888.5966 | 1000 | 140477.1071 | 138953.2938 | 140150.3062 | 673.1991 | 100.9% | 1197.0124 | 0.071237 | 15.62% | 9.814% | 0.987% | 0.9379%
210 | 135534.1949 | 5835.6995 | 141369.8944 | 133779.7806 | 101.3% | 1754.4143 | 221.192 | 0.059376 | 16.14% | 10.3% | 1.503% | 1.428% | 10942.3642 | 2966.7984 | 138500.9933 | 135056.9933 | 136811.4075 | 1277.2127 | 101.3% | 1754.4143 | 0.059703 | 16.12% | 10.29% | 1.489% | 1.414%
211 | 130421.8862 | 6761.7202 | 137183.6063 | 129057.5492 | 101.1% | 1364.3369 | 250.6305 | 0.066079 | 15.84% | 10.03% | 1.211% | 1.151% | 11931.0119 | 5565.7608 | 135987.647 | 127296.0277 | 129541.1254 | -880.7608 | 101.8% | 2245.0977 | 0.048534 | 16.65% | 10.8% | 2.021% | 1.92%
212 | 124897.6447 | 6231.9715 | 131129.6162 | 122642.135 | 101.8% | 2255.5098 | 177.1288 | 0.047151 | 16.74% | 10.88% | 2.108% | 2.002% | 8074.8849 | 3142.1835 | 128039.8283 | 126112.2365 | 128039.8283 | 3142.1835 | 101.5% | 1927.5918 | 0.053655 | 16.38% | 10.54% | 1.752% | 1.664%
213 | 142712.8776 | 2678.0757 | 145390.9533 | 142177.7282 | 100.4% | 535.1494 | 329.4584 | 0.087066 | 15.06% | 9.286% | 0.431% | 0.4098% | 17161.5545 | 1902.7254 | 144615.603 | 136853.8108 | 140050.9189 | -2661.9587 | 102.3% | 3197.1081 | 0.038037 | 17.31% | 11.42% | 2.677% | 2.544%
214 | 128668.1554 | 6031.3198 | 134699.4752 | 125589.9345 | 102.5% | 3078.221 | 137.0239 | 0.03593 | 17.44% | 11.54% | 2.809% | 2.669% | 6435.1748 | 2906.4269 | 131574.5823 | 123313.2304 | 127529.8034 | -1138.352 | 103.4% | 4216.573 | 0.023586 | 18.55% | 12.6% | 3.919% | 3.723%
215 | 134422.2074 | 3294.0092 | 137716.2166 | 134073.0503 | 100.3% | 349.1571 | 342.8785 | 0.091051 | 14.93% | 9.16% | 0.298% | 0.2835% | 16823.0253 | 1000 | 135422.2074 | 132872.7977 | 133822.0811 | -600.1263 | 100.7% | 949.2834 | 0.075451 | 15.45% | 9.654% | 0.8185% | 0.7778%
216 | 132197.9904 | 2792.9153 | 134990.9057 | 131478.795 | 100.5% | 719.1954 | 309.6967 | 0.081204 | 15.26% | 9.472% | 0.6265% | 0.5956% | 14943.5667 | 2401.6482 | 134599.6385 | 132143.1806 | 132862.376 | 664.3856 | 100.5% | 719.1954 | 0.081298 | 15.26% | 9.469% | 0.6234% | 0.5926%
217 | 130059.2586 | 5911.7845 | 135971.0431 | 126485.8324 | 102.8% | 3573.4262 | 112.4996 | 0.030923 | 17.87% | 11.95% | 3.238% | 3.076% | 5340.5394 | 1000 | 131059.2586 | 129166.6685 | 131059.2586 | 1000 | 101.5% | 1892.5901 | 0.055322 | 16.31% | 10.47% | 1.679% | 1.595%
218 | 137564.6472 | 5325.0831 | 142889.7303 | 138000.8566 | 99.68% | -436.2094 | 409.6303 | 0.11387 | 14.27% | 8.532% | -0.3629% | -0.3441% | 20567.9867 | 3085.7674 | 140650.4146 | 138242.0676 | 138242.0676 | 677.4203 | 100% | 0 | 0.1 | 14.63% | 8.876% | -0.0005144% | 0%
219 | 135173.1657 | 3884.2864 | 139057.4521 | 136460.564 | 99.06% | -1287.3983 | 482.2659 | 0.14478 | 13.55% | 7.849% | -1.082% | -1.027% | 23794.1323 | 2800.7034 | 137973.8691 | 136340.266 | 135113.0167 | -60.149 | 99.1% | -1227.2493 | 0.14265 | 13.6% | 7.896% | -1.032% | -0.98%
220 | 136744.2775 | 3798.4522 | 140542.7297 | 136326.7938 | 100.3% | 417.4837 | 337.5722 | 0.089477 | 14.98% | 9.21% | 0.3505% | 0.3334% | 16848.7877 | 2748.4315 | 139492.709 | 139342.3241 | 139492.709 | 2748.4315 | 100.1% | 150.385 | 0.096291 | 14.76% | 8.994% | 0.1232% | 0.1175%
221 | 130911.9301 | 3761.8371 | 134673.7671 | 129921.1195 | 100.8% | 990.8106 | 284.7382 | 0.073842 | 15.51% | 9.707% | 0.8737% | 0.8303% | 13605.6021 | 4794.79 | 135706.72 | 129266.978 | 130584.8594 | -327.0707 | 101% | 1317.8813 | 0.067071 | 15.8% | 9.986% | 1.168% | 1.11%
222 | 130218.2177 | 2959.5049 | 133177.7226 | 131064.1591 | 99.35% | -845.9414 | 447.76 | 0.1301 | 13.89% | 8.173% | -0.7404% | -0.7027% | 21281.8755 | 1049.9968 | 131268.2145 | 129482.0853 | 129427.1808 | -791.0369 | 99.96% | -54.9045 | 0.10146 | 14.58% | 8.83% | -0.04912% | -0.04617%
223 | 134552.2266 | 6769.4764 | 141321.703 | 132964.0889 | 101.2% | 1588.1377 | 234.7415 | 0.062461 | 16% | 10.18% | 1.369% | 1.3% | 11528.521 | 3811.7914 | 138364.018 | 134462.5227 | 136050.6604 | 1498.4338 | 101.2% | 1588.1377 | 0.062812 | 15.99% | 10.16% | 1.353% | 1.286%
224 | 145620.6801 | 3559.8815 | 149180.5615 | 144606.1035 | 100.7% | 1014.5766 | 291.7966 | 0.075891 | 15.44% | 9.64% | 0.8038% | 0.7639% | 15509.4428 | 3656.9232 | 149277.6033 | 144211.9703 | 145423.6135 | -197.0666 | 100.8% | 1211.6432 | 0.071798 | 15.6% | 9.791% | 0.9626% | 0.9148%
225 | 139889.7987 | 3241.4108 | 143131.2095 | 139041.5045 | 100.6% | 848.2943 | 302.3993 | 0.079036 | 15.33% | 9.54% | 0.6989% | 0.6643% | 15440.4394 | 2915.1382 | 142804.9369 | 140321.4549 | 141169.7492 | 1279.9505 | 100.6% | 848.2943 | 0.079227 | 15.33% | 9.534% | 0.6925% | 0.6582%
226 | 129939.2968 | 3536.9173 | 133476.214 | 128082.3418 | 101.4% | 1856.955 | 205.1736 | 0.055728 | 16.29% | 10.45% | 1.661% | 1.579% | 9730.9391 | 1000 | 130939.2968 | 127994.7663 | 129895.509 | -43.7877 | 101.5% | 1900.7427 | 0.054801 | 16.34% | 10.49% | 1.702% | 1.617%
227 | 136615.7295 | 4898.1532 | 141513.8827 | 135224.5238 | 101% | 1391.2057 | 253.9158 | 0.066826 | 15.81% | 9.996% | 1.179% | 1.12% | 12661.4474 | 2349.4753 | 138965.2048 | 133270.6574 | 135638.7963 | -976.9332 | 101.8% | 2368.1389 | 0.048291 | 16.67% | 10.81% | 2.036% | 1.935%
228 | 136215.7901 | 5279.6818 | 141495.4719 | 133444.6551 | 102.1% | 2771.135 | 161.5641 | 0.042796 | 17.01% | 11.14% | 2.38% | 2.261% | 8032.7675 | 3279.2515 | 139495.0416 | 131733.6935 | 135360.3093 | -855.4808 | 102.8% | 3626.6158 | 0.031833 | 17.79% | 11.87% | 3.155% | 2.997%
229 | 138988.1563 | 2043.9435 | 141032.0997 | 139901.709 | 99.35% | -913.5528 | 448.6361 | 0.13047 | 13.88% | 8.165% | -0.7491% | -0.711% | 22759.612 | 1000 | 139988.1563 | 138177.4906 | 138126.047 | -862.1092 | 99.96% | -51.4435 | 0.10128 | 14.59% | 8.836% | -0.04319% | -0.04053%
230 | 131462.8957 | 3729.4439 | 135192.3396 | 129903.422 | 101.2% | 1559.4738 | 234.0346 | 0.062301 | 16.01% | 10.18% | 1.376% | 1.307% | 11229.908 | 2899.5955 | 134362.4912 | 126339.9838 | 129681.1767 | -1781.7191 | 102.6% | 3341.1928 | 0.033199 | 17.66% | 11.76% | 3.031% | 2.879%
231 | 141517.4939 | 3605.5412 | 145123.0351 | 141490.079 | 100% | 27.4149 | 370.7938 | 0.099334 | 14.66% | 8.897% | 0.0217% | 0.0211% | 19152.9392 | 2938.5098 | 144456.0036 | 140076.8592 | 140810.884 | -706.6099 | 100.5% | 734.0248 | 0.081994 | 15.23% | 9.447% | 0.6002% | 0.5705%
232 | 137957.9133 | 4727.765 | 142685.6783 | 138513.5611 | 99.6% | -555.6478 | 419.4763 | 0.11806 | 14.17% | 8.439% | -0.4604% | -0.4368% | 21122.5787 | 2230.2976 | 140188.2109 | 140024.3903 | 140024.3903 | 2066.477 | 100% | 0 | 0.1 | 14.63% | 8.876% | -0.0005144% | 0%
233 | 133888.6737 | 4643.5378 | 138532.2116 | 133994.1643 | 99.92% | -105.4906 | 382.153 | 0.10272 | 14.54% | 8.79% | -0.09076% | -0.08572% | 18675.5767 | 3339.446 | 137228.1197 | 132961.0749 | 133372.129 | -516.5447 | 100.3% | 411.0541 | 0.089377 | 14.99% | 9.213% | 0.3539% | 0.3366%
234 | 134461.8653 | 5551.4391 | 140013.3044 | 132933.1885 | 101.1% | 1528.6768 | 239.8885 | 0.063632 | 15.95% | 10.13% | 1.318% | 1.252% | 11773.3867 | 3983.9055 | 138445.7708 | 130671.8452 | 133331.1936 | -1130.6717 | 102% | 2659.3485 | 0.043556 | 16.97% | 11.09% | 2.332% | 2.216%
235 | 135544.4432 | 3720.1306 | 139264.5739 | 135247.0335 | 100.2% | 297.4097 | 347.5775 | 0.092444 | 14.88% | 9.116% | 0.2516% | 0.2394% | 17195.9514 | 1000 | 136544.4432 | 134517.6219 | 135179.7374 | -364.7058 | 100.5% | 662.1156 | 0.083086 | 15.2% | 9.412% | 0.5637% | 0.5359%
236 | 130716.4519 | 6079.835 | 136796.2869 | 129596.0913 | 100.9% | 1120.3607 | 272.9409 | 0.071157 | 15.62% | 9.817% | 0.9905% | 0.9412% | 13022.419 | 1450.0873 | 132166.5392 | 130809.0291 | 131929.3897 | 1212.9378 | 100.9% | 1120.3607 | 0.071368 | 15.61% | 9.809% | 0.9813% | 0.9325%
237 | 129566.8097 | 8935.642 | 138502.4518 | 127803.5341 | 101.4% | 1763.2756 | 213.2873 | 0.057577 | 16.21% | 10.38% | 1.581% | 1.502% | 10086.7591 | 5784.2733 | 135351.083 | 128595.2953 | 130358.5709 | 791.7612 | 101.4% | 1763.2756 | 0.057801 | 16.2% | 10.37% | 1.571% | 1.493%
238 | 133909.3465 | 6886.7664 | 140796.1129 | 131980.0786 | 101.5% | 1929.2679 | 203.7798 | 0.055413 | 16.31% | 10.47% | 1.675% | 1.592% | 9960.1261 | 3748.6366 | 137657.9831 | 133016.8813 | 134946.1492 | 1036.8027 | 101.5% | 1929.2679 | 0.055713 | 16.3% | 10.46% | 1.662% | 1.579%
239 | 131205.4786 | 5446.0651 | 136651.5436 | 129918.0289 | 101% | 1287.4497 | 258.2963 | 0.067823 | 15.77% | 9.955% | 1.135% | 1.079% | 12369.8082 | 2228.4872 | 133433.9658 | 130440.2755 | 131727.7252 | 522.2466 | 101% | 1287.4497 | 0.067928 | 15.76% | 9.951% | 1.131% | 1.075%
240 | 125327.9031 | 4695.352 | 130023.255 | 123156.8333 | 101.8% | 2171.0697 | 182.1265 | 0.048549 | 16.65% | 10.8% | 2.02% | 1.919% | 8331.3191 | 1734.2814 | 127062.1845 | 124153.651 | 126324.7207 | 996.8177 | 101.7% | 2171.0697 | 0.048809 | 16.64% | 10.78% | 2.004% | 1.904%
241 | 135902.52 | 5260.3579 | 141162.878 | 134518.5772 | 101% | 1383.9429 | 253.9158 | 0.066826 | 15.81% | 9.996% | 1.179% | 1.12% | 12595.3477 | 4092.8705 | 139995.3906 | 134067.8214 | 135677.1421 | -225.3779 | 101.2% | 1609.3208 | 0.062303 | 16.01% | 10.18% | 1.376% | 1.307%
242 | 131388.6703 | 6698.3926 | 138087.0629 | 128003.7316 | 102.6% | 3384.9387 | 124.3446 | 0.033202 | 17.66% | 11.76% | 3.031% | 2.879% | 5963.1767 | 5274.6641 | 136663.3345 | 126575.3498 | 130674.4794 | -714.1909 | 103.2% | 4099.1296 | 0.025712 | 18.35% | 12.4% | 3.712% | 3.526%
243 | 136944.3601 | 5148.2842 | 142092.6443 | 135669.8851 | 100.9% | 1274.475 | 264.2696 | 0.069183 | 15.71% | 9.899% | 1.076% | 1.023% | 13209.4338 | 1868.8331 | 138813.1932 | 135213.0151 | 136715.9251 | -228.435 | 101.1% | 1502.91 | 0.064646 | 15.91% | 10.09% | 1.274% | 1.21%
244 | 118086.1072 | 5194.3541 | 123280.4614 | 115325.4791 | 102.4% | 2760.6281 | 140.7712 | 0.03698 | 17.38% | 11.48% | 2.744% | 2.606% | 6067.4407 | 3740.2286 | 121826.3358 | 115448.4853 | 118209.1134 | 123.0062 | 102.4% | 2760.6281 | 0.037027 | 17.37% | 11.48% | 2.741% | 2.603%
245 | 130155.4265 | 3385.6778 | 133541.1043 | 129241.1879 | 100.7% | 914.2386 | 291.1296 | 0.075693 | 15.44% | 9.646% | 0.8104% | 0.7702% | 13830.6161 | 1000 | 131155.4265 | 128518.621 | 129794.143 | -361.2835 | 101% | 1275.5221 | 0.067784 | 15.77% | 9.957% | 1.137% | 1.081%
246 | 134106.8792 | 5532.3218 | 139639.201 | 133610.8235 | 100.4% | 496.0557 | 330.0458 | 0.087242 | 15.06% | 9.28% | 0.4251% | 0.4042% | 16155.4148 | 1000 | 135106.8792 | 138552.134 | 135106.8792 | 1000 | 97.51% | -3445.2548 | 0.25849 | 11.78% | 6.169% | -2.851% | -2.707%
247 | 134746.1644 | 5665.7103 | 140411.8747 | 134382.8823 | 100.3% | 363.2821 | 341.7336 | 0.090711 | 14.94% | 9.171% | 0.3094% | 0.2943% | 16807.2605 | 1000 | 135746.1644 | 134496.5887 | 134859.8708 | 113.7064 | 100.3% | 363.2821 | 0.090719 | 14.94% | 9.17% | 0.3091% | 0.2941%
248 | 129696.8855 | 5349.9492 | 135046.8347 | 128222.381 | 101.1% | 1474.5045 | 239.8885 | 0.063632 | 15.95% | 10.13% | 1.318% | 1.252% | 11356.1684 | 1000 | 130696.8855 | 127294.2553 | 129232.8226 | -464.0628 | 101.5% | 1938.5673 | 0.053802 | 16.38% | 10.53% | 1.745% | 1.658%
249 | 135408.6295 | 2308.1016 | 137716.7311 | 136431.0625 | 99.25% | -1022.4331 | 459.8062 | 0.13522 | 13.77% | 8.06% | -0.8596% | -0.8159% | 22725.5298 | 1000 | 136408.6295 | 133903.7082 | 134144.9523 | -1263.6772 | 100.2% | 241.2441 | 0.093809 | 14.84% | 9.072% | 0.206% | 0.1962%
250 | 135193.3699 | 4575.5389 | 139768.9088 | 134444.6267 | 100.6% | 748.7433 | 308.5518 | 0.080863 | 15.27% | 9.483% | 0.6379% | 0.6063% | 15225.6672 | 5136.8913 | 140330.2613 | 135638.6327 | 136387.376 | 1194.006 | 100.6% | 748.7433 | 0.081032 | 15.27% | 9.477% | 0.6323% | 0.601%
251 | 137251.8173 | 6755.965 | 144007.7823 | 135631.816 | 101.2% | 1620.0013 | 234.7415 | 0.062461 | 16% | 10.18% | 1.369% | 1.3% | 11759.8236 | 3630.671 | 140882.4883 | 135031.5611 | 136951.6898 | -300.1275 | 101.4% | 1920.1288 | 0.056462 | 16.26% | 10.42% | 1.63% | 1.548%
252 | 135105.6738 | 6584.2822 | 141689.956 | 133247.6087 | 101.4% | 1858.0651 | 211.5849 | 0.057188 | 16.23% | 10.39% | 1.598% | 1.518% | 10434.0077 | 4226.2804 | 139331.9542 | 132855.4193 | 134909.5791 | -196.0947 | 101.5% | 2054.1598 | 0.053189 | 16.41% | 10.56% | 1.772% | 1.683%
253 | 135945.3765 | 4293.3199 | 140238.6964 | 134668.4509 | 100.9% | 1276.9256 | 263.2442 | 0.068951 | 15.72% | 9.909% | 1.086% | 1.032% | 13062.1921 | 4898.8268 | 140844.2032 | 133781.4993 | 135501.9007 | -443.4758 | 101.3% | 1720.4014 | 0.060047 | 16.11% | 10.28% | 1.474% | 1.4%
254 | 133431.5629 | 6452.782 | 139884.3449 | 131021.9403 | 101.8% | 2409.6227 | 177.1288 | 0.047151 | 16.74% | 10.88% | 2.108% | 2.002% | 8626.6199 | 1000 | 134431.5629 | 131235.4173 | 133645.0399 | 213.477 | 101.8% | 2409.6227 | 0.047206 | 16.74% | 10.88% | 2.104% | 1.999%
255 | 139577.4631 | 5687.4553 | 145264.9184 | 137654.7517 | 101.4% | 1922.7114 | 211.3161 | 0.057127 | 16.23% | 10.4% | 1.601% | 1.521% | 10765.663 | 1454.6726 | 141032.1357 | 136145.5075 | 138822.841 | -754.6221 | 102% | 2677.3335 | 0.044814 | 16.89% | 11.02% | 2.254% | 2.141%
256 | 126267.9366 | 5028.9846 | 131296.9212 | 123571.1758 | 102.2% | 2696.7608 | 154.6293 | 0.040857 | 17.13% | 11.25% | 2.501% | 2.376% | 7126.5246 | 3047.643 | 129315.5796 | 124753.3194 | 127450.0803 | 1182.1436 | 102.2% | 2696.7608 | 0.041236 | 17.11% | 11.23% | 2.477% | 2.354%
257 | 134645.3516 | 4019.2642 | 138664.6158 | 133467.5727 | 100.9% | 1177.7789 | 270.8601 | 0.070684 | 15.64% | 9.837% | 1.011% | 0.9608% | 13311.5719 | 1000 | 135645.3516 | 134651.7228 | 135645.3516 | 1000 | 100.7% | 993.6288 | 0.074643 | 15.48% | 9.68% | 0.8454% | 0.8034%
258 | 141817.4387 | 3612.2508 | 145429.6895 | 140590.3066 | 100.9% | 1227.1322 | 271.9752 | 0.070937 | 15.63% | 9.827% | 1% | 0.9503% | 14078.35 | 2887.7622 | 144705.2009 | 136921.5347 | 139983.0528 | -1834.3859 | 102.2% | 3061.5181 | 0.039874 | 17.2% | 11.31% | 2.563% | 2.434%
259 | 138128.1978 | 4427.1858 | 142555.3836 | 135469.1032 | 102% | 2659.0946 | 169.0193 | 0.044881 | 16.88% | 11.01% | 2.25% | 2.137% | 8521.4105 | 3123.3309 | 141251.5287 | 137350.7932 | 140009.8878 | 1881.69 | 101.9% | 2659.0946 | 0.045374 | 16.85% | 10.98% | 2.219% | 2.108%
260 | 133421.3817 | 6976.2814 | 140397.6631 | 131687.6277 | 101.3% | 1733.754 | 220.5947 | 0.059241 | 16.14% | 10.31% | 1.509% | 1.433% | 10742.6967 | 5721.2989 | 139142.6806 | 131097.7631 | 133126.4494 | -294.9323 | 101.5% | 2028.6863 | 0.053155 | 16.41% | 10.56% | 1.773% | 1.685%
261 | 121762.7285 | 8828.5746 | 130591.3031 | 120530.7785 | 101% | 1231.95 | 254.6924 | 0.067003 | 15.8% | 9.989% | 1.171% | 1.113% | 11319.3937 | 6555.4818 | 128318.2103 | 120867.0106 | 122098.9606 | 336.2321 | 101% | 1231.95 | 0.067078 | 15.8% | 9.986% | 1.168% | 1.11%
262 | 127257.762 | 8493.7418 | 135751.5038 | 124885.196 | 101.9% | 2372.566 | 173.1566 | 0.046038 | 16.81% | 10.94% | 2.177% | 2.068% | 8042.9636 | 2432.4903 | 129690.2523 | 128400.7435 | 129690.2523 | 2432.4903 | 101% | 1289.5088 | 0.067472 | 15.78% | 9.97% | 1.151% | 1.093%
263 | 135135.4465 | 4686.7785 | 139822.2249 | 133605.6702 | 101.1% | 1529.7763 | 240.4659 | 0.063763 | 15.95% | 10.12% | 1.312% | 1.247% | 11860.8459 | 3811.1727 | 138946.6191 | 134553.6901 | 136083.4664 | 948.0199 | 101.1% | 1529.7763 | 0.063976 | 15.94% | 10.11% | 1.303% | 1.238%
264 | 139790.3638 | 3177.0537 | 142967.4175 | 140553.1739 | 99.46% | -762.8101 | 435.8731 | 0.12503 | 14.01% | 8.285% | -0.6226% | -0.5909% | 22239.763 | 1657.0133 | 141447.3771 | 138795.9075 | 138911.7306 | -878.6332 | 100.1% | 115.8231 | 0.097133 | 14.73% | 8.967% | 0.09514% | 0.09086%
265 | 131543.1425 | 6721.6186 | 138264.7611 | 129904.3439 | 101.3% | 1638.7986 | 226.9662 | 0.060691 | 16.08% | 10.25% | 1.446% | 1.374% | 10897.3847 | 3291.2231 | 134834.3656 | 132023.7197 | 133662.5183 | 2119.3758 | 101.2% | 1638.7986 | 0.061225 | 16.06% | 10.23% | 1.422% | 1.351%
266 | 123036.8597 | 6898.5817 | 129935.4414 | 121251.7884 | 101.5% | 1785.0713 | 202.5752 | 0.055138 | 16.32% | 10.48% | 1.687% | 1.603% | 9097.3371 | 3173.103 | 126209.9627 | 120710.2973 | 122766.1142 | -270.7455 | 101.7% | 2055.8169 | 0.049645 | 16.59% | 10.73% | 1.952% | 1.854%
267 | 130338.6749 | 6650.663 | 136989.3379 | 128975.2084 | 101.1% | 1363.4665 | 250.6305 | 0.066079 | 15.84% | 10.03% | 1.211% | 1.151% | 11923.3997 | 1742.9812 | 132081.6561 | 127288.3307 | 129495.236 | -843.4389 | 101.7% | 2206.9053 | 0.049082 | 16.62% | 10.76% | 1.987% | 1.888%
268 | 131231.2115 | 4830.9275 | 136062.139 | 129054.1252 | 101.7% | 2177.0863 | 187.1043 | 0.049941 | 16.57% | 10.71% | 1.933% | 1.837% | 8962.1804 | 2602.4134 | 133833.6249 | 129409.9285 | 131587.0148 | 355.8033 | 101.7% | 2177.0863 | 0.050026 | 16.56% | 10.71% | 1.928% | 1.832%
269 | 131252.3334 | 5087.2997 | 136339.6331 | 129519.5932 | 101.3% | 1732.7401 | 218.1357 | 0.058681 | 16.17% | 10.33% | 1.533% | 1.457% | 10450.247 | 3107.093 | 134359.4264 | 131155.9008 | 132888.6409 | 1636.3076 | 101.3% | 1732.7401 | 0.05912 | 16.15% | 10.31% | 1.514% | 1.438%
270 | 122230.4764 | 6737.1129 | 128967.5893 | 119000.6899 | 102.7% | 3229.7865 | 119.7798 | 0.032323 | 17.74% | 11.83% | 3.111% | 2.955% | 5343.8706 | 1000 | 123230.4764 | 120049.8561 | 123230.4764 | 1000 | 102.6% | 3180.6203 | 0.033138 | 17.67% | 11.76% | 3.037% | 2.885%
271 | 138967.0436 | 4148.27 | 143115.3136 | 138441.2441 | 100.4% | 525.7996 | 329.0602 | 0.086949 | 15.07% | 9.29% | 0.4349% | 0.4135% | 16690.9104 | 2127.1051 | 141094.1488 | 140829.6858 | 141094.1488 | 2127.1051 | 100.2% | 264.463 | 0.093547 | 14.85% | 9.081% | 0.2148% | 0.2045%
272 | 125263.6787 | 5754.9493 | 131018.6281 | 122335.2526 | 102.4% | 2928.4261 | 140.7712 | 0.03698 | 17.38% | 11.48% | 2.744% | 2.606% | 6436.235 | 4596.9871 | 129860.6658 | 122028.6974 | 125110.4011 | -153.2776 | 102.5% | 3081.7037 | 0.034702 | 17.53% | 11.63% | 2.894% | 2.75%
273 | 137372.4157 | 3499.9342 | 140872.3498 | 136983.1705 | 100.3% | 389.2451 | 340.1307 | 0.090236 | 14.96% | 9.186% | 0.3252% | 0.3094% | 17054.4722 | 1000 | 138372.4157 | 140511.8921 | 138372.4157 | 1000 | 98.48% | -2139.4765 | 0.1819 | 12.89% | 7.218% | -1.746% | -1.658%
274 | 131909.7391 | 5155.2821 | 137065.0212 | 131421.8105 | 100.4% | 487.9286 | 330.0458 | 0.087242 | 15.06% | 9.28% | 0.4251% | 0.4042% | 15890.7325 | 2701.8392 | 134611.5783 | 131141.9677 | 131769.8177 | -139.9214 | 100.5% | 627.85 | 0.083549 | 15.18% | 9.397% | 0.5483% | 0.5213%
275 | 132557.9333 | 3809.136 | 136367.0693 | 134259.7456 | 98.73% | -1701.8123 | 488.8166 | 0.16523 | 13.18% | 7.496% | -1.454% | -1.38% | 23650.7294 | 1705.2398 | 134263.1731 | 135367.1841 | 134263.1731 | 1705.2398 | 99.18% | -1104.011 | 0.13848 | 13.7% | 7.988% | -0.9354% | -0.888%
276 | 134977.0866 | 3169.5953 | 138146.6819 | 134891.9585 | 100.1% | 85.1281 | 365.7264 | 0.097831 | 14.71% | 8.945% | 0.07183% | 0.06871% | 18018.1102 | 1000 | 135977.0866 | 133827.8742 | 134445.0444 | -532.0422 | 100.5% | 617.1703 | 0.084153 | 15.16% | 9.378% | 0.5281% | 0.5021%
277 | 140121.8375 | 4026.4896 | 144148.3271 | 139135.9673 | 100.7% | 985.8702 | 290.9902 | 0.075652 | 15.45% | 9.648% | 0.8117% | 0.7715% | 14882.5415 | 1897.8865 | 142019.724 | 139699.6469 | 140685.5171 | 563.6796 | 100.7% | 985.8702 | 0.07575 | 15.44% | 9.645% | 0.8085% | 0.7683%
278 | 136249.5689 | 5251.0966 | 141500.6655 | 135217.7713 | 100.8% | 1031.7976 | 284.6884 | 0.073831 | 15.51% | 9.707% | 0.8742% | 0.8308% | 14157.8644 | 4157.5012 | 140407.0701 | 135250.6672 | 136282.4648 | 32.8959 | 100.8% | 1031.7976 | 0.073836 | 15.51% | 9.707% | 0.874% | 0.8306%
279 | 129952.6946 | 8255.1978 | 138207.8925 | 128189.7624 | 101.4% | 1762.9322 | 213.805 | 0.057694 | 16.21% | 10.37% | 1.576% | 1.497% | 10141.3555 | 7455.5964 | 137408.291 | 126722.2515 | 129218.9391 | -733.7555 | 102% | 2496.6877 | 0.044747 | 16.89% | 11.02% | 2.258% | 2.145%
280 | 125049.1865 | 5859.9314 | 130909.1178 | 123329.425 | 101.4% | 1719.7615 | 211.5849 | 0.057188 | 16.23% | 10.39% | 1.598% | 1.518% | 9657.3603 | 3415.1253 | 128464.3118 | 116554.3338 | 121661.6409 | -3387.5456 | 104.4% | 5107.3071 | 0.015071 | 19.66% | 13.65% | 5.023% | 4.771%
281 | 136857.7223 | 3581.9705 | 140439.6927 | 136027.8146 | 100.6% | 829.9077 | 302.3993 | 0.079036 | 15.33% | 9.54% | 0.6989% | 0.6643% | 15105.7717 | 1399.4479 | 138257.1702 | 130611.923 | 134149.7765 | -2707.9458 | 102.7% | 3537.8535 | 0.032391 | 17.74% | 11.83% | 3.105% | 2.949%
282 | 141218.6783 | 2893.3562 | 144112.0345 | 139414.0231 | 101.3% | 1804.6552 | 223.1532 | 0.059824 | 16.12% | 10.29% | 1.483% | 1.409% | 11502.3932 | 1102.0564 | 142320.7346 | 139994.5407 | 141799.1959 | 580.5176 | 101.3% | 1804.6552 | 0.059965 | 16.11% | 10.28% | 1.477% | 1.404%
283 | 132375.2867 | 5130.8251 | 137506.1117 | 131014.7367 | 101% | 1360.5499 | 252.8008 | 0.066571 | 15.82% | 10.01% | 1.19% | 1.131% | 12214.5719 | 3518.7079 | 135893.9945 | 133068.0583 | 134428.6083 | 2053.3216 | 101% | 1360.5499 | 0.066994 | 15.8% | 9.989% | 1.172% | 1.113%
284 | 134382.9478 | 5208.6414 | 139591.5892 | 131753.1193 | 102% | 2629.8285 | 166.8465 | 0.044273 | 16.92% | 11.05% | 2.288% | 2.173% | 8183.7843 | 1213.4239 | 135596.3717 | 129449.4486 | 133231.1124 | -1151.8353 | 102.9% | 3781.6638 | 0.02971 | 17.98% | 12.06% | 3.348% | 3.181%
285 | 132963.9829 | 3969.0741 | 136933.057 | 132471.1473 | 100.4% | 492.8355 | 329.9562 | 0.087216 | 15.06% | 9.281% | 0.426% | 0.4051% | 16013.3854 | 1000 | 133963.9829 | 134180.6808 | 133963.9829 | 1000 | 99.84% | -216.6979 | 0.10625 | 14.45% | 8.7% | -0.1856% | -0.1758%
286 | 129134.5515 | 6479.6085 | 135614.1599 | 126115.6318 | 102.4% | 3018.9197 | 140.7712 | 0.03698 | 17.38% | 11.48% | 2.744% | 2.606% | 6635.1262 | 5033.9215 | 134168.473 | 128345.2988 | 131364.2185 | 2229.667 | 102.4% | 3018.9197 | 0.037743 | 17.33% | 11.44% | 2.696% | 2.561%
287 | 136014.1503 | 3363.2333 | 139377.3836 | 136675.8235 | 99.52% | -661.6732 | 429.0834 | 0.12215 | 14.08% | 8.349% | -0.5555% | -0.5271% | 21301.9169 | 2429.2635 | 138443.4138 | 134281.7941 | 134817.1356 | -1197.0147 | 100.4% | 535.3415 | 0.086301 | 15.09% | 9.31% | 0.4565% | 0.4341%
288 | 134284.9312 | 6103.8605 | 140388.7917 | 133703.3586 | 100.4% | 581.5725 | 322.6687 | 0.085053 | 15.13% | 9.35% | 0.4981% | 0.4736% | 15815.2854 | 3134.2437 | 137419.1748 | 132174.8521 | 133520.6779 | -764.2533 | 101% | 1345.8258 | 0.067105 | 15.8% | 9.985% | 1.167% | 1.109%
289 | 134910.8717 | 3876.7492 | 138787.6209 | 137130.5249 | 98.38% | -2219.6531 | 488.8166 | 0.18817 | 12.78% | 7.114% | -1.856% | -1.762% | 24070.5361 | 2687.8688 | 137598.7405 | 137139.4574 | 137139.4574 | 2228.5857 | 100% | 0 | 0.1 | 14.63% | 8.876% | -0.0005144% | 0%
290 | 129687.5456 | 3602.4318 | 133289.9774 | 129167.3015 | 100.4% | 520.2441 | 326.4021 | 0.08616 | 15.09% | 9.315% | 0.4612% | 0.4385% | 15450.553 | 3103.1101 | 132790.6557 | 131086.7506 | 131606.9947 | 1919.4491 | 100.4% | 520.2441 | 0.086363 | 15.09% | 9.308% | 0.4544% | 0.4321%
291 | 140138.6355 | 4026.9723 | 144165.6078 | 139337.4672 | 100.6% | 801.1682 | 306.4611 | 0.080242 | 15.29% | 9.502% | 0.6586% | 0.626% | 15675.6713 | 1879.0112 | 142017.6467 | 142646.2 | 142017.6467 | 1879.0112 | 99.56% | -628.5533 | 0.12 | 14.13% | 8.396% | -0.5056% | -0.4797%
292 | 136156.8129 | 4654.9058 | 140811.7186 | 135402.7337 | 100.6% | 754.0791 | 308.5518 | 0.080863 | 15.27% | 9.483% | 0.6379% | 0.6063% | 15334.1715 | 4648.0707 | 140804.8835 | 136783.4172 | 137537.4963 | 1380.6835 | 100.6% | 754.0791 | 0.081056 | 15.26% | 9.476% | 0.6314% | 0.6002%
293 | 139723.717 | 3237.6673 | 142961.3843 | 139375.9339 | 100.2% | 347.7831 | 344.1428 | 0.091426 | 14.92% | 9.148% | 0.2855% | 0.2717% | 17550.9935 | 1000 | 140723.717 | 143275.9296 | 140723.717 | 1000 | 98.22% | -2552.2127 | 0.19879 | 12.59% | 6.937% | -2.042% | -1.939%
294 | 136530.0062 | 2262.9283 | 138792.9345 | 136546.3323 | 99.99% | -16.3261 | 374.4176 | 0.10041 | 14.62% | 8.863% | -0.01422% | -0.01302% | 18658.5211 | 2259.4614 | 138789.4675 | 137898.0248 | 137898.0248 | 1368.0187 | 100% | 0 | 0.1 | 14.63% | 8.876% | -0.0005144% | 0%
295 | 128935.1478 | 4336.7842 | 133271.932 | 127696.1667 | 101% | 1238.9811 | 260.6956 | 0.068369 | 15.75% | 9.933% | 1.112% | 1.056% | 12268.6791 | 1439.9237 | 130375.0715 | 127765.2181 | 129004.1992 | 69.0515 | 101% | 1238.9811 | 0.068383 | 15.74% | 9.932% | 1.111% | 1.056%
296 | 135774.312 | 813.0198 | 136587.3318 | 134736.5211 | 100.8% | 1037.7909 | 283.8521 | 0.073642 | 15.52% | 9.715% | 0.8824% | 0.8386% | 14067.0365 | 2861.9939 | 138636.3059 | 135012.8772 | 136050.6681 | 276.3561 | 100.8% | 1037.7909 | 0.073683 | 15.51% | 9.713% | 0.8806% | 0.8369%
297 | 141743.8407 | 1065.7432 | 142809.5839 | 142905.867 | 99.19% | -1162.0263 | 467.1832 | 0.13836 | 13.7% | 7.991% | -0.9326% | -0.8853% | 24170.4263 | 1580.841 | 143324.6817 | 142266.4674 | 141424.1409 | -319.6998 | 99.41% | -842.3265 | 0.12747 | 13.95% | 8.232% | -0.6792% | -0.6446%
298 | 129453.9043 | 6068.1518 | 135522.056 | 126374.144 | 102.4% | 3079.7603 | 137.941 | 0.036187 | 17.43% | 11.53% | 2.793% | 2.653% | 6517.8067 | 1000 | 130453.9043 | 127114.8125 | 130194.5728 | 740.6686 | 102.4% | 3079.7603 | 0.036447 | 17.41% | 11.51% | 2.777% | 2.638%
299 | 140237.7413 | 4661.5341 | 144899.2754 | 138999.6477 | 100.9% | 1238.0936 | 269.9044 | 0.070466 | 15.65% | 9.846% | 1.021% | 0.9698% | 13815.5369 | 2063.6674 | 142301.4087 | 136340.9169 | 138908.3759 | -1329.3654 | 101.9% | 2567.459 | 0.046344 | 16.79% | 10.93% | 2.158% | 2.05%
300 | 132564.2239 | 5480.6424 | 138044.8663 | 129994.1868 | 102% | 2570.037 | 168.0892 | 0.044622 | 16.9% | 11.03% | 2.266% | 2.153% | 8133.1541 | 4265.7728 | 136829.9967 | 135000.4377 | 136829.9967 | 4265.7728 | 101.4% | 1829.559 | 0.058222 | 16.19% | 10.35% | 1.553% | 1.476%
301 | 133913.4322 | 4292.0972 | 138205.5294 | 132088.9885 | 101.4% | 1824.4438 | 213.1081 | 0.057536 | 16.22% | 10.38% | 1.583% | 1.504% | 10416.3841 | 1664.0092 | 135577.4414 | 133711.3503 | 135535.7941 | 1622.3619 | 101.4% | 1824.4438 | 0.057978 | 16.2% | 10.36% | 1.564% | 1.486%
302 | 127560.9608 | 7167.8477 | 134728.8085 | 125730.8824 | 101.5% | 1830.0784 | 204.5065 | 0.055577 | 16.3% | 10.46% | 1.668% | 1.585% | 9521.7731 | 4252.9736 | 131813.9344 | 127492.4635 | 129322.5419 | 1761.5811 | 101.4% | 1830.0784 | 0.056107 | 16.28% | 10.44% | 1.645% | 1.563%
303 | 132750.3425 | 4604.0581 | 137354.4006 | 132724.9583 | 100% | 25.3842 | 370.8236 | 0.099343 | 14.65% | 8.897% | 0.02141% | 0.02082% | 17967.8425 | 4499.3647 | 137249.7072 | 131228.0034 | 132001.865 | -748.4775 | 100.6% | 773.8616 | 0.079736 | 15.31% | 9.518% | 0.6755% | 0.6421%
304 | 134562.9059 | 3726.858 | 138289.7639 | 134478.039 | 100.1% | 84.8669 | 365.7264 | 0.097831 | 14.71% | 8.945% | 0.07183% | 0.06871% | 17962.8211 | 2026.1274 | 136589.0332 | 133923.4968 | 134285.6347 | -277.2711 | 100.3% | 362.138 | 0.090708 | 14.94% | 9.171% | 0.3095% | 0.2944%
305 | 128206.6662 | 10171.618 | 138378.2842 | 125323.8883 | 102.3% | 2882.7779 | 146.9038 | 0.038695 | 17.27% | 11.38% | 2.636% | 2.504% | 6874.4281 | 5174.2452 | 133380.9114 | 125877.4686 | 128760.2465 | 553.5803 | 102.3% | 2882.7779 | 0.03888 | 17.26% | 11.37% | 2.625% | 2.493%
306 | 140185.78 | 3186.0405 | 143371.8204 | 143646.6895 | 97.59% | -3460.9095 | 488.8166 | 0.25176 | 11.87% | 6.253% | -2.762% | -2.623% | 25011.675 | 2772.8802 | 142958.6602 | 144370.5621 | 142958.6602 | 2772.8802 | 99.02% | -1411.9019 | 0.14648 | 13.51% | 7.811% | -1.122% | -1.065%
307 | 135527.8001 | 2221.7672 | 137749.5674 | 136368.3676 | 99.38% | -840.5674 | 444.405 | 0.12866 | 13.93% | 8.205% | -0.7071% | -0.6711% | 21983.6686 | 1000 | 136527.8001 | 131295.1456 | 132991.1892 | -2536.611 | 101.3% | 1696.0435 | 0.059894 | 16.11% | 10.28% | 1.48% | 1.406%
308 | 130723.6528 | 2904.9701 | 133628.6228 | 130258.6957 | 100.4% | 464.9571 | 331.7084 | 0.087734 | 15.04% | 9.265% | 0.4087% | 0.3886% | 15827.1769 | 1000 | 131723.6528 | 133265.0106 | 131723.6528 | 1000 | 98.84% | -1541.3579 | 0.15798 | 13.31% | 7.617% | -1.326% | -1.259%
309 | 138467.2742 | 6328.6967 | 144795.9709 | 137067.6987 | 101% | 1399.5755 | 254.8118 | 0.06703 | 15.8% | 9.988% | 1.17% | 1.112% | 12878.3315 | 1000 | 139467.2742 | 136992.7689 | 138429.8093 | -37.4649 | 101% | 1437.0404 | 0.066294 | 15.84% | 10.02% | 1.202% | 1.142%
310 | 139955.2316 | 6918.4568 | 146873.6884 | 137427.7989 | 101.8% | 2527.4327 | 177.1288 | 0.047151 | 16.74% | 10.88% | 2.108% | 2.002% | 9048.3883 | 2140.7482 | 142095.9798 | 137622.2273 | 140149.66 | 194.4285 | 101.8% | 2527.4327 | 0.047199 | 16.74% | 10.88% | 2.105% | 2%
311 | 139637.8686 | 4433.8951 | 144071.7637 | 138215.8874 | 101% | 1421.9812 | 253.9158 | 0.066826 | 15.81% | 9.996% | 1.179% | 1.12% | 12941.5371 | 5598.5435 | 145236.4121 | 138294.5303 | 139716.5115 | 78.6429 | 101% | 1421.9812 | 0.066841 | 15.81% | 9.996% | 1.178% | 1.119%
312 | 131423.2538 | 5093.9246 | 136517.1784 | 129456.4488 | 101.5% | 1966.805 | 198.0958 | 0.053897 | 16.37% | 10.53% | 1.741% | 1.654% | 9502.5552 | 1886.6131 | 133309.8669 | 125096.8551 | 129243.457 | -2179.7968 | 103.3% | 4146.6019 | 0.024751 | 18.43% | 12.49% | 3.799% | 3.609%
313 | 131357.2433 | 4938.2422 | 136295.4856 | 129955.5165 | 101.1% | 1401.7268 | 248.1516 | 0.065513 | 15.87% | 10.05% | 1.236% | 1.174% | 11897.7253 | 2055.7613 | 133413.0047 | 130823.3129 | 132225.0397 | 867.7964 | 101.1% | 1401.7268 | 0.065702 | 15.86% | 10.04% | 1.228% | 1.167%
314 | 125478.8653 | 5416.3539 | 130895.2192 | 122933.6103 | 102.1% | 2545.255 | 161.9696 | 0.042909 | 17.01% | 11.13% | 2.373% | 2.254% | 7418.1747 | 2904.3648 | 128383.2301 | 123448.8549 | 125994.1099 | 515.2446 | 102.1% | 2545.255 | 0.043068 | 17% | 11.12% | 2.363% | 2.245%
315 | 137243.0095 | 3496.6372 | 140739.6467 | 136522.8938 | 100.5% | 720.1157 | 311.9665 | 0.081875 | 15.24% | 9.45% | 0.6041% | 0.5743% | 15627.5578 | 1083.3337 | 138326.3432 | 135873.0103 | 136918.0678 | -324.9418 | 100.8% | 1045.0575 | 0.073671 | 15.51% | 9.714% | 0.8812% | 0.8374%
316 | 131737.935 | 7341.0117 | 139078.9466 | 129847.9308 | 101.5% | 1890.0042 | 204.5065 | 0.055577 | 16.3% | 10.46% | 1.668% | 1.585% | 9833.5629 | 5337.1837 | 137075.1186 | 129460.6061 | 131544.2726 | -193.6623 | 101.6% | 2083.6665 | 0.051519 | 16.48% | 10.63% | 1.844% | 1.752%
317 | 138789.4526 | 3988.2027 | 142777.6553 | 141288.7335 | 98.23% | -2499.2809 | 488.8166 | 0.19798 | 12.61% | 6.95% | -2.028% | -1.926% | 24762.545 | 1000 | 139789.4526 | 144098.2847 | 139789.4526 | 1000 | 97.01% | -4308.8321 | 0.30941 | 11.21% | 5.621% | -3.428% | -3.256%
318 | 130104.8976 | 5583.726 | 135688.6236 | 128625.7545 | 101.1% | 1479.1431 | 239.8885 | 0.063632 | 15.95% | 10.13% | 1.318% | 1.252% | 11391.8937 | 6375.3382 | 136480.2357 | 128714.3294 | 130193.4725 | 88.5749 | 101.1% | 1479.1431 | 0.063653 | 15.95% | 10.13% | 1.317% | 1.251%
319 | 143828.7752 | 4133.0108 | 147961.786 | 143025.6588 | 100.6% | 803.1164 | 308.0241 | 0.080705 | 15.28% | 9.488% | 0.6432% | 0.6114% | 16170.4987 | 3579.5352 | 147408.3104 | 147021.497 | 147408.3104 | 3579.5352 | 100.3% | 386.8135 | 0.090959 | 14.93% | 9.163% | 0.3011% | 0.2865%
320 | 129445.8109 | 8537.2561 | 137983.0671 | 128124.1121 | 101% | 1321.6988 | 253.5973 | 0.066753 | 15.82% | 9.999% | 1.182% | 1.123% | 11981.8925 | 7978.9684 | 137424.7793 | 127631.0352 | 129199.2725 | -246.5385 | 101.2% | 1568.2373 | 0.061556 | 16.04% | 10.21% | 1.408% | 1.338%
321 | 139630.6609 | 4706.7502 | 144337.4111 | 138202.9284 | 101% | 1427.7325 | 253.4181 | 0.066714 | 15.82% | 10% | 1.184% | 1.125% | 12915.4998 | 4014.8906 | 143645.5515 | 133902.5507 | 137480.4721 | -2150.1888 | 102.7% | 3577.9213 | 0.032853 | 17.7% | 11.79% | 3.063% | 2.909%
322 | 140825.6375 | 4906.3018 | 145731.9393 | 139143.1964 | 101.2% | 1682.441 | 233.0391 | 0.062072 | 16.02% | 10.19% | 1.386% | 1.316% | 11978.5254 | 1000 | 141825.6375 | 132212.3945 | 137360.2365 | -3465.4009 | 103.9% | 5147.842 | 0.019239 | 19.1% | 13.12% | 4.463% | 4.239%
323 | 127872.1877 | 6770.2693 | 134642.457 | 126534.5231 | 101.1% | 1337.6647 | 250.6305 | 0.066079 | 15.84% | 10.03% | 1.211% | 1.151% | 11697.7651 | 2621.4331 | 130493.6208 | 123179.9586 | 126194.9055 | -1677.2823 | 102.4% | 3014.9469 | 0.035993 | 17.44% | 11.54% | 2.805% | 2.665%
324 | 134272.5327 | 3068.0699 | 137340.6025 | 132556.6433 | 101.3% | 1715.8893 | 223.1532 | 0.059824 | 16.12% | 10.29% | 1.483% | 1.409% | 10936.6231 | 1872.3493 | 136144.882 | 132505.433 | 134246.9275 | -25.6051 | 101.3% | 1741.4945 | 0.059301 | 16.14% | 10.31% | 1.506% | 1.431%
325 | 137872.3421 | 2718.4012 | 140590.7433 | 137355.3439 | 100.4% | 516.9982 | 329.4584 | 0.087066 | 15.06% | 9.286% | 0.431% | 0.4098% | 16579.4689 | 1000 | 138872.3421 | 140733.0426 | 138872.3421 | 1000 | 98.68% | -1860.7005 | 0.1688 | 13.12% | 7.437% | -1.516% | -1.44%
326 | 133356.6595 | 2234.7353 | 135591.3949 | 132734.4727 | 100.5% | 622.1868 | 318.7562 | 0.083893 | 15.17% | 9.387% | 0.5368% | 0.5104% | 15515.5163 | 1151.3271 | 134507.9866 | 129661.0055 | 131819.9259 | -1536.7336 | 101.7% | 2158.9204 | 0.050343 | 16.54% | 10.69% | 1.908% | 1.813%
327 | 129926.6361 | 4571.5232 | 134498.1593 | 128779.5744 | 100.9% | 1147.0617 | 269.9044 | 0.070466 | 15.65% | 9.846% | 1.021% | 0.9698% | 12799.7372 | 1861.8063 | 131788.4424 | 126925.7962 | 128999.747 | -926.8891 | 101.6% | 2073.9508 | 0.050912 | 16.51% | 10.66% | 1.873% | 1.779%
328 | 133714.5382 | 3793.3202 | 137507.8585 | 132113.2521 | 101.2% | 1601.2861 | 232.7006 | 0.061996 | 16.02% | 10.2% | 1.389% | 1.32% | 11357.1403 | 1000 | 134714.5382 | 130066.2176 | 132691.021 | -1023.5173 | 102% | 2624.8034 | 0.04387 | 16.95% | 11.07% | 2.313% | 2.197%
329 | 135710.2617 | 4344.6445 | 140054.9062 | 134757.0048 | 100.7% | 953.2569 | 291.1296 | 0.075693 | 15.44% | 9.646% | 0.8104% | 0.7702% | 14420.8857 | 3271.4403 | 138981.702 | 135624.7312 | 136577.9881 | 867.7264 | 100.7% | 953.2569 | 0.075848 | 15.44% | 9.641% | 0.8052% | 0.7653%
330 | 137577.3686 | 4409.531 | 141986.8997 | 141433.7164 | 97.27% | -3856.3478 | 488.8166 | 0.2794 | 11.51% | 5.908% | -3.126% | -2.969% | 24546.2873 | 3542.9131 | 141120.2817 | 141714.6206 | 141120.2817 | 3542.9131 | 99.58% | -594.3389 | 0.11896 | 14.15% | 8.42% | -0.4813% | -0.4566%
331 | 136220.9354 | 6038.054 | 142258.9895 | 135853.6773 | 100.3% | 367.2582 | 341.7336 | 0.090711 | 14.94% | 9.171% | 0.3094% | 0.2943% | 16991.2128 | 2809.4505 | 139030.3859 | 133831.0335 | 135209.6135 | -1011.3219 | 101% | 1378.5801 | 0.066792 | 15.81% | 9.998% | 1.18% | 1.122%
332 | 132693.9094 | 3965.0144 | 136658.9238 | 131676.4648 | 100.8% | 1017.4447 | 283.5734 | 0.073577 | 15.52% | 9.717% | 0.8852% | 0.8413% | 13734.3873 | 3393.011 | 136086.9205 | 132712.0132 | 133729.4579 | 1035.5485 | 100.8% | 1017.4447 | 0.073736 | 15.51% | 9.711% | 0.8783% | 0.8347%
333 | 136103.4225 | 5288.1559 | 141391.5783 | 134493.0263 | 101.2% | 1610.3961 | 234.393 | 0.062382 | 16.01% | 10.18% | 1.372% | 1.304% | 11644.1185 | 2560.3968 | 138663.8193 | 133904.9792 | 135809.3989 | -294.0235 | 101.4% | 1904.4197 | 0.056456 | 16.26% | 10.42% | 1.63% | 1.548%
334 | 132365.4966 | 4313.8455 | 136679.3421 | 131632.4149 | 100.6% | 733.0816 | 308.5518 | 0.080863 | 15.27% | 9.483% | 0.6379% | 0.6063% | 14907.1881 | 1000 | 133365.4966 | 129860.1547 | 131479.3665 | -886.1301 | 101.2% | 1619.2117 | 0.061077 | 16.06% | 10.23% | 1.429% | 1.358%
335 | 134621.274 | 2263.6491 | 136884.923 | 134973.6282 | 99.74% | -352.3543 | 403.2588 | 0.11115 | 14.33% | 8.592% | -0.2998% | -0.2842% | 19814.8312 | 1000 | 135621.274 | 136819.9568 | 135621.274 | 1000 | 99.12% | -1198.6829 | 0.14146 | 13.63% | 7.922% | -1.005% | -0.9539%
336 | 131477.9553 | 5389.7515 | 136867.7068 | 129776.0468 | 101.3% | 1701.9085 | 221.192 | 0.059376 | 16.14% | 10.3% | 1.503% | 1.428% | 10614.8834 | 1753.7222 | 133231.6775 | 132036.752 | 133231.6775 | 1753.7222 | 100.9% | 1194.9256 | 0.07009 | 15.67% | 9.862% | 1.037% | 0.9853%
337 | 131249.4791 | 7415.2248 | 138664.7039 | 129846.9452 | 101.1% | 1402.5339 | 247.9724 | 0.065473 | 15.87% | 10.05% | 1.238% | 1.176% | 11879.3798 | 5920.9195 | 137170.3986 | 128173.8912 | 130412.9521 | -836.527 | 101.7% | 2239.0609 | 0.048842 | 16.64% | 10.78% | 2.002% | 1.902%
338 | 133015.4953 | 6072.1812 | 139087.6765 | 130613.3864 | 101.8% | 2402.1089 | 177.1288 | 0.047151 | 16.74% | 10.88% | 2.108% | 2.002% | 8599.7203 | 6059.2183 | 139074.7136 | 129967.8772 | 132692.7407 | -322.7546 | 102.1% | 2724.8635 | 0.04243 | 17.04% | 11.16% | 2.403% | 2.283%
339 | 134093.6854 | 2031.7225 | 136125.4079 | 133896.7094 | 100.1% | 196.9759 | 355.9999 | 0.094945 | 14.8% | 9.036% | 0.1681% | 0.1602% | 17424.1265 | 2867.3292 | 136961.0146 | 134812.5745 | 135009.5504 | 915.865 | 100.1% | 196.9759 | 0.094979 | 14.8% | 9.035% | 0.167% | 0.1591%
340 | 126578.3762 | 11356.354 | 137934.7302 | 121783.5719 | 103.9% | 4794.8043 | 39.6131 | 0.018839 | 19.15% | 13.16% | 4.513% | 4.287% | 1830.1673 | 3645.07 | 130223.4462 | 123155.1558 | 127949.9601 | 1371.5839 | 103.9% | 4794.8043 | 0.019241 | 19.1% | 13.12% | 4.462% | 4.239%
341 | 138909.4506 | 4146.5508 | 143056.0014 | 137980.7592 | 100.7% | 928.6914 | 295.1019 | 0.076872 | 15.4% | 9.609% | 0.771% | 0.7328% | 14962.2401 | 2934.0091 | 141843.4597 | 137583.4739 | 138710.808 | -198.6426 | 100.8% | 1127.334 | 0.072346 | 15.57% | 9.768% | 0.9388% | 0.8921%
342 | 133993.864 | 3845.5123 | 137839.3763 | 132249.6582 | 101.3% | 1744.2058 | 220.3358 | 0.05918 | 16.14% | 10.31% | 1.511% | 1.436% | 10776.1318 | 1059.038 | 135052.902 | 129371.5111 | 132554.7905 | -1439.0736 | 102.5% | 3183.2794 | 0.035755 | 17.45% | 11.56% | 2.82% | 2.679%
343 | 133194.7803 | 4269.0635 | 137463.8438 | 131311.9276 | 101.4% | 1882.8527 | 207.0153 | 0.056149 | 16.28% | 10.44% | 1.643% | 1.561% | 10064.2767 | 1087.4315 | 134282.2118 | 133180.2496 | 134282.2118 | 1087.4315 | 100.8% | 1101.9622 | 0.072134 | 15.58% | 9.777% | 0.948% | 0.9009%
344 | 134058.6402 | 4296.7513 | 138355.3915 | 136885.7169 | 97.93% | -2827.0767 | 488.8166 | 0.22179 | 12.27% | 6.628% | -2.368% | -2.249% | 23918.4826 | 2143.7134 | 136202.3536 | 138897.6742 | 136202.3536 | 2143.7134 | 98.06% | -2695.3206 | 0.21092 | 12.41% | 6.763% | -2.225% | -2.113%
345 | 132480.6609 | 4750.3007 | 137230.9615 | 132379.2763 | 100.1% | 101.3845 | 364.1634 | 0.097368 | 14.72% | 8.96% | 0.08728% | 0.08338% | 17609.2815 | 3569.9773 | 136050.6382 | 131967.2988 | 132274.6721 | -205.9888 | 100.2% | 307.3733 | 0.091996 | 14.9% | 9.13% | 0.2665% | 0.2536%
346 | 131332.9757 | 8302.6594 | 139635.6351 | 128960.712 | 101.8% | 2372.2637 | 177.1048 | 0.047143 | 16.74% | 10.88% | 2.108% | 2.003% | 8489.7905 | 6610.8411 | 137943.8168 | 130201.7049 | 132573.9685 | 1240.9928 | 101.8% | 2372.2637 | 0.047465 | 16.72% | 10.86% | 2.088% | 1.984%
347 | 130561.4552 | 5809.2393 | 136370.6944 | 128861.8603 | 101.3% | 1699.5949 | 220.3259 | 0.059179 | 16.14% | 10.31% | 1.511% | 1.436% | 10499.6142 | 2306.1026 | 132867.5578 | 128470.8352 | 130365.9426 | -195.5125 | 101.5% | 1895.1074 | 0.055061 | 16.32% | 10.48% | 1.69% | 1.606%
348 | 134696.224 | 7505.0541 | 142201.2781 | 133441.0099 | 100.9% | 1255.2141 | 264.1203 | 0.06915 | 15.71% | 9.9% | 1.078% | 1.024% | 12985.2404 | 2329.5615 | 137025.7855 | 135837.1464 | 137025.7855 | 2329.5615 | 100.9% | 1188.6391 | 0.070879 | 15.64% | 9.829% | 1.003% | 0.9527%
349 | 132050.7708 | 6702.2657 | 138753.0365 | 130492.1581 | 101.2% | 1558.6127 | 234.7415 | 0.062461 | 16% | 10.18% | 1.369% | 1.3% | 11314.1946 | 1984.7703 | 134035.541 | 126284.8289 | 129947.1062 | -2103.6646 | 102.9% | 3662.2773 | 0.029979 | 17.96% | 12.03% | 3.324% | 3.157%
350 | 129205.7572 | 8436.1876 | 137641.9447 | 127013.4537 | 101.7% | 2192.3035 | 184.5457 | 0.049224 | 16.61% | 10.76% | 1.978% | 1.879% | 8703.1935 | 6405.5172 | 135611.2744 | 125717.2837 | 128557.6722 | -648.085 | 102.3% | 2840.3885 | 0.039445 | 17.22% | 11.34% | 2.589% | 2.46%
351 | 129830.8324 | 5904.1585 | 135734.9909 | 128518.5509 | 101% | 1312.2816 | 254.8118 | 0.06703 | 15.8% | 9.988% | 1.17% | 1.112% | 12075.0878 | 3328.8548 | 133159.6873 | 132629.4278 | 133159.6873 | 3328.8548 | 100.4% | 530.2595 | 0.086262 | 15.09% | 9.311% | 0.4578% | 0.4353%
352 | 133736.4794 | 4102.346 | 137838.8254 | 131761.3591 | 101.5% | 1975.1203 | 199.469 | 0.054432 | 16.35% | 10.51% | 1.718% | 1.632% | 9736.8444 | 1000 | 134736.4794 | 129002.1151 | 132356.8574 | -1379.622 | 102.6% | 3354.7423 | 0.033755 | 17.61% | 11.71% | 2.981% | 2.831%
353 | 134627.4926 | 5218.1199 | 139845.6125 | 132804.3949 | 101.4% | 1823.0977 | 214.0937 | 0.057759 | 16.21% | 10.37% | 1.573% | 1.495% | 10520.3582 | 1179.3187 | 135806.8113 | 130219.4829 | 133335.0367 | -1292.456 | 102.4% | 3115.5537 | 0.037003 | 17.38% | 11.48% | 2.742% | 2.605%
354 | 136345.6303 | 6194.8729 | 142540.5032 | 133433.6357 | 102.2% | 2911.9946 | 154.6293 | 0.040857 | 17.13% | 11.25% | 2.501% | 2.376% | 7695.3066 | 1545.9646 | 137891.5949 | 132215.2582 | 135736.4416 | -609.1887 | 102.7% | 3521.1833 | 0.032964 | 17.69% | 11.78% | 3.052% | 2.9%
355 | 142559.3875 | 4041.8342 | 146601.2217 | 142189.0943 | 100.3% | 370.2932 | 342.8785 | 0.091051 | 14.93% | 9.16% | 0.298% | 0.2835% | 17841.3986 | 1000 | 143559.3875 | 144842.9398 | 143559.3875 | 1000 | 99.11% | -1283.5523 | 0.14196 | 13.62% | 7.911% | -1.016% | -0.9648%
356 | 133992.1836 | 4785.4351 | 138777.6187 | 131480.7784 | 101.9% | 2511.4052 | 172.4792 | 0.045849 | 16.82% | 10.96% | 2.189% | 2.08% | 8435.4678 | 1359.0749 | 135351.2585 | 129299.6186 | 132901.6037 | -1090.5799 | 102.8% | 3601.9851 | 0.031419 | 17.83% | 11.91% | 3.193% | 3.033%
357 | 132091.5997 | 5106.4246 | 137198.0243 | 129235.4047 | 102.2% | 2856.195 | 152.8174 | 0.040348 | 17.17% | 11.28% | 2.533% | 2.406% | 7367.8521 | 1000 | 133091.5997 | 131980.5685 | 133091.5997 | 1000 | 100.8% | 1111.0312 | 0.071755 | 15.6% | 9.793% | 0.9645% | 0.9165%
358 | 129349.9811 | 5007.096 | 134357.0771 | 129767.9171 | 99.68% | -417.9361 | 410.3272 | 0.11416 | 14.26% | 8.526% | -0.3697% | -0.3507% | 19372.6723 | 1000 | 130349.9811 | 132240.4771 | 130349.9811 | 1000 | 98.57% | -1890.4961 | 0.17582 | 12.99% | 7.32% | -1.639% | -1.556%
359 | 137197.4673 | 3942.456 | 141139.9233 | 141286.7995 | 97.11% | -4089.3322 | 488.8166 | 0.29843 | 11.31% | 5.725% | -3.318% | -3.151% | 24478.506 | 2152.6832 | 139350.1506 | 143481.1673 | 139350.1506 | 2152.6832 | 97.12% | -4131.0167 | 0.29668 | 11.33% | 5.741% | -3.301% | -3.135%
360 | 135306.8114 | 3758.5225 | 139065.3339 | 134742.8996 | 100.4% | 563.9118 | 324.5802 | 0.085619 | 15.11% | 9.332% | 0.4792% | 0.4557% | 16030.0378 | 1000 | 136306.8114 | 132219.7015 | 134045.2124 | -1261.599 | 101.4% | 1825.5108 | 0.057551 | 16.22% | 10.38% | 1.582% | 1.503%
361 | 133844.0269 | 7467.3407 | 141311.3675 | 131713.2499 | 101.6% | 2130.7769 | 191.644 | 0.051302 | 16.49% | 10.64% | 1.854% | 1.761% | 9362.397 | 2462.8454 | 136306.8722 | 136356.2568 | 136306.8722 | 2462.8454 | 99.96% | -49.3846 | 0.10125 | 14.59% | 8.837% | -0.04203% | -0.03943%
362 | 136930.9778 | 3112.0677 | 140043.0455 | 140089.3968 | 97.75% | -3158.419 | 488.8166 | 0.23828 | 12.05% | 6.421% | -2.585% | -2.455% | 24430.9595 | 1000 | 137930.9778 | 144209.6755 | 137930.9778 | 1000 | 95.65% | -6278.6977 | 0.49226 | 9.642% | 4.136% | -4.991% | -4.74%
363 | 138743.1774 | 3832.6845 | 142575.8618 | 138069.7479 | 100.5% | 673.4295 | 316.566 | 0.08324 | 15.19% | 9.407% | 0.5586% | 0.531% | 16031.3008 | 3270.1458 | 142013.3232 | 137957.2697 | 138686.9383 | -56.2391 | 100.5% | 729.6686 | 0.081826 | 15.24% | 9.452% | 0.6058% | 0.5759%
364 | 132415.6323 | 4355.6493 | 136771.2816 | 130939.898 | 101.1% | 1475.7343 | 242.5466 | 0.064237 | 15.92% | 10.1% | 1.291% | 1.227% | 11722.6918 | 5488.17 | 137903.8023 | 130236.9759 | 132064.1713 | -351.461 | 101.4% | 1827.1953 | 0.056963 | 16.24% | 10.4% | 1.608% | 1.528%
365 | 134678.1011 | 2943.7836 | 137621.8847 | 134022.4903 | 100.5% | 655.6108 | 316.3968 | 0.083191 | 15.19% | 9.409% | 0.5602% | 0.5326% | 15553.2755 | 3008.7789 | 137686.88 | 134655.778 | 135311.3888 | 633.2877 | 100.5% | 655.6108 | 0.08327 | 15.19% | 9.406% | 0.5576% | 0.5301%
366 | 138120.3035 | 6319.5064 | 144439.8098 | 135626.0075 | 101.8% | 2494.296 | 177.1288 | 0.047151 | 16.74% | 10.88% | 2.108% | 2.002% | 8929.7565 | 2883.7397 | 141004.0431 | 136317.3258 | 138811.6218 | 691.3184 | 101.8% | 2494.296 | 0.047322 | 16.73% | 10.87% | 2.097% | 1.992%
367 | 130065.5235 | 5353.0668 | 135418.5902 | 128273.8412 | 101.4% | 1791.6822 | 211.3161 | 0.057127 | 16.23% | 10.4% | 1.601% | 1.521% | 10032.0035 | 5563.6393 | 135629.1628 | 128212.8212 | 130035.0135 | -30.51 | 101.4% | 1822.1922 | 0.056482 | 16.26% | 10.42% | 1.629% | 1.547%
368 | 133859.9066 | 6072.8199 | 139932.7265 | 131001.0007 | 102.2% | 2858.9059 | 154.6293 | 0.040857 | 17.13% | 11.25% | 2.501% | 2.376% | 7555.0131 | 5640.5079 | 139500.4144 | 130898.9215 | 133808.867 | -51.0396 | 102.2% | 2909.9455 | 0.040111 | 17.18% | 11.3% | 2.548% | 2.42%
369 | 136796.8189 | 4083.4871 | 140880.3061 | 135913.2049 | 100.7% | 883.614 | 297.76 | 0.07766 | 15.38% | 9.584% | 0.7447% | 0.7078% | 14867.4064 | 5498.0641 | 142294.8831 | 138357.9396 | 139241.5536 | 2444.7347 | 100.6% | 883.614 | 0.078055 | 15.36% | 9.572% | 0.7316% | 0.6953%
370 | 135653.7888 | 4844.7782 | 140498.567 | 133725.8029 | 101.4% | 1927.9859 | 206.1094 | 0.055941 | 16.29% | 10.45% | 1.652% | 1.57% | 10205.2238 | 3065.3222 | 138719.111 | 137296.4856 | 138719.111 | 3065.3222 | 101% | 1422.6254 | 0.066632 | 15.82% | 10% | 1.187% | 1.128%
371 | 128978.3881 | 6743.968 | 135722.3561 | 125367.205 | 102.9% | 3611.1831 | 108.8732 | 0.030225 | 17.93% | 12.01% | 3.301% | 3.136% | 5125.4359 | 4345.8555 | 133324.2435 | 125968.1777 | 129579.3608 | 600.9727 | 102.9% | 3611.1831 | 0.030399 | 17.92% | 12% | 3.286% | 3.121%
372 | 131816.2481 | 6568.8133 | 138385.0614 | 130356.156 | 101.1% | 1460.0921 | 243.3431 | 0.06442 | 15.92% | 10.1% | 1.283% | 1.219% | 11707.9478 | 4222.7044 | 136038.9525 | 129830.6477 | 131553.4939 | -262.7542 | 101.3% | 1722.8462 | 0.058966 | 16.15% | 10.32% | 1.521% | 1.445%
373 | 133226.562 | 8574.7487 | 141801.3107 | 132190.8225 | 100.8% | 1035.7395 | 282.319 | 0.073292 | 15.53% | 9.729% | 0.8977% | 0.8531% | 13728.5207 | 1262.4951 | 134489.0571 | 132153.3971 | 133207.8493 | -18.7127 | 100.8% | 1054.4522 | 0.072913 | 15.55% | 9.745% | 0.9141% | 0.8687%
374 | 139646.0645 | 5020.7691 | 144666.8336 | 138300.4416 | 101% | 1345.6229 | 260.377 | 0.068298 | 15.75% | 9.936% | 1.115% | 1.059% | 13271.6262 | 2861.5501 | 142507.6146 | 141591.9591 | 142507.6146 | 2861.5501 | 100.6% | 915.6555 | 0.077778 | 15.37% | 9.58% | 0.7408% | 0.7041%
375 | 127541.6661 | 6752.2059 | 134293.8719 | 125607.6192 | 101.5% | 1934.0468 | 196.7539 | 0.053358 | 16.4% | 10.55% | 1.765% | 1.676% | 9159.4247 | 5582.9201 | 133124.5862 | 126264.1752 | 128198.222 | 656.556 | 101.5% | 1934.0468 | 0.053569 | 16.39% | 10.54% | 1.755% | 1.668%
376 | 132722.1282 | 6905.165 | 139627.2931 | 131562.0955 | 100.9% | 1160.0327 | 270.9398 | 0.070703 | 15.64% | 9.836% | 1.01% | 0.96% | 13125.2927 | 1502.984 | 134225.1122 | 134012.2486 | 134225.1122 | 1502.984 | 100.2% | 212.8636 | 0.094542 | 14.81% | 9.049% | 0.1816% | 0.1729%
377 | 131793.5543 | 6847.9144 | 138641.4687 | 130151.6361 | 101.3% | 1641.9183 | 226.9662 | 0.060691 | 16.08% | 10.25% | 1.446% | 1.374% | 10918.1295 | 2024.7398 | 133818.2941 | 128584.3193 | 131009.896 | -783.6584 | 101.9% | 2425.5767 | 0.046284 | 16.8% | 10.93% | 2.162% | 2.054%
378 | 138082.0912 | 5538.9701 | 143621.0613 | 136294.6958 | 101.3% | 1787.3954 | 221.192 | 0.059376 | 16.14% | 10.3% | 1.503% | 1.428% | 11148.0688 | 4257.5183 | 142339.6095 | 141379.8623 | 142339.6095 | 4257.5183 | 100.7% | 959.7472 | 0.076673 | 15.41% | 9.615% | 0.7777% | 0.7391%
379 | 131456.036 | 6403.7331 | 137859.7691 | 130127.3274 | 101% | 1328.7085 | 254.8118 | 0.06703 | 15.8% | 9.988% | 1.17% | 1.112% | 12226.242 | 3602.6723 | 135058.7083 | 125254.2698 | 129019.5072 | -2436.5288 | 103% | 3765.2373 | 0.028642 | 18.08% | 12.15% | 3.445% | 3.273%
380 | 134295.8872 | 6588.5125 | 140884.3996 | 131870.6558 | 101.8% | 2425.2314 | 177.1288 | 0.047151 | 16.74% | 10.88% | 2.108% | 2.002% | 8682.5003 | 3356.2498 | 137652.137 | 134348.2102 | 136773.4415 | 2477.5544 | 101.8% | 2425.2314 | 0.047773 | 16.7% | 10.84% | 2.069% | 1.965%
381 | 131848.436 | 5561.34 | 137409.776 | 130032.1937 | 101.4% | 1816.2423 | 211.3161 | 0.057127 | 16.23% | 10.4% | 1.601% | 1.521% | 10169.5202 | 3051.4032 | 134899.8392 | 130110.3867 | 131926.629 | 78.193 | 101.4% | 1816.2423 | 0.057149 | 16.23% | 10.4% | 1.6% | 1.52%
382 | 136682.9347 | 5297.7882 | 141980.7229 | 134086.626 | 101.9% | 2596.3087 | 170.762 | 0.045369 | 16.85% | 10.98% | 2.219% | 2.108% | 8519.1909 | 1243.0389 | 137925.9736 | 136759.7749 | 137925.9736 | 1243.0389 | 100.9% | 1166.1987 | 0.071467 | 15.61% | 9.805% | 0.977% | 0.9284%
383 | 130524.2208 | 4849.2194 | 135373.4402 | 129371.8833 | 100.9% | 1152.3375 | 269.9044 | 0.070466 | 15.65% | 9.846% | 1.021% | 0.9698% | 12858.6083 | 1710.6638 | 132234.8845 | 129961.6153 | 131113.9528 | 589.732 | 100.9% | 1152.3375 | 0.070572 | 15.65% | 9.842% | 1.016% | 0.9654%
384 | 127385.985 | 6449.2573 | 133835.2422 | 124407.9434 | 102.4% | 2978.0416 | 140.7712 | 0.03698 | 17.38% | 11.48% | 2.744% | 2.606% | 6545.2823 | 1899.8393 | 129285.8243 | 125414.1165 | 128392.158 | 1006.1731 | 102.4% | 2978.0416 | 0.037332 | 17.35% | 11.46% | 2.722% | 2.585%
385 | 137394.2081 | 3500.4894 | 140894.6975 | 137876.073 | 99.65% | -481.8649 | 413.503 | 0.11551 | 14.23% | 8.496% | -0.4011% | -0.3805% | 20736.7152 | 2359.0743 | 139753.2824 | 136406.6409 | 136659.492 | -734.7161 | 100.2% | 252.8512 | 0.09363 | 14.85% | 9.078% | 0.212% | 0.2018%
386 | 135419.7996 | 7040.4512 | 142460.2508 | 133919.792 | 101.1% | 1500.0076 | 243.3431 | 0.06442 | 15.92% | 10.1% | 1.283% | 1.219% | 12028.016 | 3446.1287 | 138865.9283 | 139147.1993 | 138865.9283 | 3446.1287 | 99.8% | -281.271 | 0.10825 | 14.4% | 8.656% | -0.2322% | -0.2201%
387 | 133202.9159 | 5758.4933 | 138961.4092 | 132843.7944 | 100.3% | 359.1214 | 341.7336 | 0.090711 | 14.94% | 9.171% | 0.3094% | 0.2943% | 16614.7669 | 1998.2005 | 135201.1164 | 133921.896 | 134281.0175 | 1078.1016 | 100.3% | 359.1214 | 0.090786 | 14.94% | 9.168% | 0.3069% | 0.292%
388 | 136995.0477 | 7117.0885 | 144112.1362 | 134986.6037 | 101.5% | 2008.444 | 200.7633 | 0.054725 | 16.34% | 10.5% | 1.705% | 1.62% | 10038.8035 | 1965.2776 | 138960.3252 | 133739.8719 | 136371.6818 | -623.3659 | 102% | 2631.8099 | 0.04479 | 16.89% | 11.02% | 2.255% | 2.143%
389 | 145073.2636 | 3315.9603 | 148389.2239 | 145552.7518 | 99.67% | -479.4881 | 411.1734 | 0.11452 | 14.26% | 8.518% | -0.3781% | -0.3587% | 21772.3482 | 1000 | 146073.2636 | 147748.5239 | 146073.2636 | 1000 | 98.87% | -1675.2603 | 0.1565 | 13.33% | 7.642% | -1.3% | -1.235%
390 | 138509.5102 | 4776.19 | 143285.7002 | 137608.8708 | 100.7% | 900.6394 | 297.2523 | 0.07751 | 15.38% | 9.589% | 0.7497% | 0.7126% | 15027.8769 | 3177.6132 | 141687.1234 | 139934.819 | 140835.4584 | 2325.9482 | 100.6% | 900.6394 | 0.077884 | 15.37% | 9.577% | 0.7373% | 0.7007%
391 | 129397.9287 | 4567.4519 | 133965.3806 | 128074.8265 | 101% | 1323.1022 | 253.4181 | 0.066714 | 15.82% | 10% | 1.184% | 1.125% | 11968.9967 | 3951.4843 | 133349.413 | 127548.8057 | 129134.9183 | -263.0104 | 101.2% | 1586.1126 | 0.061166 | 16.06% | 10.23% | 1.425% | 1.354%
392 | 141125.1507 | 4780.2714 | 145905.4221 | 139439.1314 | 101.2% | 1686.0193 | 233.0391 | 0.062072 | 16.02% | 10.19% | 1.386% | 1.316% | 12004.0017 | 3222.1239 | 144347.2746 | 140987.7241 | 142673.7435 | 1548.5928 | 101.2% | 1686.0193 | 0.062422 | 16% | 10.18% | 1.37% | 1.302%
393 | 135044.1445 | 5122.5567 | 140166.7012 | 133746.46 | 101% | 1297.6845 | 260.6956 | 0.068369 | 15.75% | 9.933% | 1.112% | 1.056% | 12849.9738 | 2254.0218 | 137298.1663 | 134696.67 | 135994.3546 | 950.2101 | 101% | 1297.6845 | 0.06855 | 15.74% | 9.925% | 1.104% | 1.049%
394 | 131959.7757 | 4313.5601 | 136273.3357 | 129770.6027 | 101.7% | 2189.173 | 187.1043 | 0.049941 | 16.57% | 10.71% | 1.933% | 1.837% | 9011.9363 | 1000 | 132959.7757 | 131783.9543 | 132959.7757 | 1000 | 100.9% | 1175.8214 | 0.070426 | 15.66% | 9.848% | 1.022% | 0.9714%
395 | 134157.8761 | 4728.0194 | 138885.8955 | 132791.6996 | 101% | 1366.1765 | 253.9158 | 0.066826 | 15.81% | 9.996% | 1.179% | 1.12% | 12433.6553 | 2141.8673 | 136299.7434 | 133971.5766 | 135337.7532 | 1179.8771 | 101% | 1366.1765 | 0.067065 | 15.8% | 9.986% | 1.168% | 1.11%
396 | 135555.7033 | 6538.3938 | 142094.0971 | 132063.4102 | 102.6% | 3492.2931 | 124.3446 | 0.033202 | 17.66% | 11.76% | 3.031% | 2.879% | 6152.3007 | 4958.6521 | 140514.3554 | 133172.3912 | 136664.6843 | 1108.981 | 102.6% | 3492.2931 | 0.033479 | 17.64% | 11.73% | 3.006% | 2.855%
397 | 129718.0948 | 4735.1989 | 134453.2937 | 128572.8742 | 100.9% | 1145.2206 | 269.9044 | 0.070466 | 15.65% | 9.846% | 1.021% | 0.9698% | 12779.1927 | 3824.7919 | 133542.8867 | 130724.7448 | 131869.9654 | 2151.8707 | 100.9% | 1145.2206 | 0.070852 | 15.64% | 9.83% | 1.004% | 0.9538%
398 | 146628.6177 | 2576.7738 | 149205.3914 | 146005.4493 | 100.4% | 623.1683 | 323.6145 | 0.085334 | 15.12% | 9.341% | 0.4888% | 0.4647% | 17319.6692 | 2660.6359 | 149289.2536 | 147396.6819 | 148019.8502 | 1391.2325 | 100.4% | 623.1683 | 0.085472 | 15.12% | 9.337% | 0.4841% | 0.4603%
399 | 138433.075 | 3762.0481 | 142195.1231 | 137460.6925 | 100.7% | 972.3825 | 291.1296 | 0.075693 | 15.44% | 9.646% | 0.8104% | 0.7702% | 14710.2181 | 3012.1835 | 141445.2585 | 141605.2578 | 141445.2585 | 3012.1835 | 99.89% | -159.9993 | 0.1039 | 14.5% | 8.753% | -0.13% | -0.123%
400 | 130900.6223 | 7027.2235 | 137927.8458 | 129022.6308 | 101.5% | 1877.9915 | 204.5065 | 0.055577 | 16.3% | 10.46% | 1.668% | 1.585% | 9771.0618 | 3528.4568 | 134429.0791 | 130769.4777 | 132647.4692 | 1746.8469 | 101.4% | 1877.9915 | 0.05609 | 16.28% | 10.44% | 1.646% | 1.564%
401 | 130030.4864 | 5291.9384 | 135322.4248 | 129851.6281 | 100.1% | 178.8582 | 357.085 | 0.095267 | 14.79% | 9.026% | 0.1574% | 0.15% | 16947.6572 | 1204.3328 | 131234.8191 | 132127.9725 | 131234.8191 | 1204.3328 | 99.32% | -893.1534 | 0.1316 | 13.86% | 8.14% | -0.7754% | -0.736%
402 | 140314.3083 | 4703.2729 | 145017.5812 | 139156.7098 | 100.8% | 1157.5984 | 276.714 | 0.072017 | 15.59% | 9.782% | 0.9531% | 0.9057% | 14171.8309 | 1071.1593 | 141385.4675 | 140219.977 | 141377.5754 | 1063.2672 | 100.8% | 1157.5984 | 0.072183 | 15.58% | 9.775% | 0.9458% | 0.8988%
403 | 133603.9865 | 5022.2049 | 138626.1914 | 132023.1641 | 101.2% | 1580.8224 | 234.393 | 0.062382 | 16.01% | 10.18% | 1.372% | 1.304% | 11430.2831 | 1735.5659 | 135339.5524 | 132830.7375 | 134411.5599 | 807.5734 | 101.2% | 1580.8224 | 0.062574 | 16% | 10.17% | 1.364% | 1.296%
404 | 135127.7516 | 4659.5776 | 139787.3292 | 134165.5361 | 100.7% | 962.2154 | 289.9947 | 0.075356 | 15.45% | 9.657% | 0.8216% | 0.7808% | 14303.0102 | 1000 | 136127.7516 | 132494.4335 | 134292.2003 | -835.5513 | 101.4% | 1797.7667 | 0.058179 | 16.19% | 10.35% | 1.555% | 1.477%
405 | 127098.7867 | 7678.2078 | 134776.9946 | 125443.3051 | 101.3% | 1655.4817 | 220.2363 | 0.059158 | 16.15% | 10.31% | 1.512% | 1.437% | 10216.9935 | 5288.4162 | 132387.203 | 124159.4152 | 126456.8418 | -641.9449 | 101.9% | 2297.4266 | 0.046944 | 16.75% | 10.89% | 2.121% | 2.015%
406 | 133005.2844 | 5494.5876 | 138499.872 | 131283.6055 | 101.3% | 1721.6789 | 221.192 | 0.059376 | 16.14% | 10.3% | 1.503% | 1.428% | 10738.1924 | 4489.0862 | 137494.3706 | 130948.4848 | 132837.7241 | -167.5604 | 101.4% | 1889.2393 | 0.055915 | 16.29% | 10.45% | 1.653% | 1.571%
407 | 135232.6446 | 3715.1825 | 138947.8271 | 134070.2674 | 100.9% | 1162.3772 | 272.6521 | 0.071091 | 15.63% | 9.82% | 0.9933% | 0.9439% | 13458.0868 | 1000 | 136232.6446 | 135601.5639 | 136232.6446 | 1000 | 100.5% | 631.0806 | 0.084008 | 15.17% | 9.383% | 0.533% | 0.5067%
408 | 143063.1462 | 1723.6524 | 144786.7986 | 141617.6967 | 101% | 1445.4495 | 254.8616 | 0.06704 | 15.8% | 9.987% | 1.17% | 1.111% | 13308.3759 | 2179.488 | 145242.6342 | 140316.8275 | 142412.7116 | -650.4346 | 101.5% | 2095.8841 | 0.054572 | 16.35% | 10.5% | 1.712% | 1.626%
409 | 136511.8197 | 2336.4652 | 138848.2849 | 135999.9232 | 100.4% | 511.8965 | 329.4584 | 0.087066 | 15.06% | 9.286% | 0.431% | 0.4098% | 16415.8629 | 1000 | 137511.8197 | 138951.8987 | 137511.8197 | 1000 | 98.96% | -1440.079 | 0.15013 | 13.44% | 7.748% | -1.189% | -1.128%
410 | 144306.5802 | 1671.7641 | 145978.3444 | 144218.773 | 100.1% | 87.8073 | 365.9853 | 0.097908 | 14.7% | 8.942% | 0.06928% | 0.06629% | 19277.1394 | 1297.9503 | 145604.5306 | 145218.6593 | 145306.4666 | 999.8863 | 100.1% | 87.8073 | 0.097922 | 14.7% | 8.942% | 0.0688% | 0.06583%
411 | 122802.261 | 7204.4349 | 130006.6959 | 120018.6992 | 102.3% | 2783.5618 | 145.6594 | 0.038346 | 17.29% | 11.4% | 2.658% | 2.525% | 6528.8651 | 3707.8134 | 126510.0744 | 116054.657 | 120820.2399 | -1982.0211 | 104.1% | 4765.5829 | 0.017288 | 19.34% | 13.35% | 4.707% | 4.471%
412 | 135155.5241 | 5834.0514 | 140989.5755 | 132157.0961 | 102.3% | 2998.428 | 148.9648 | 0.039271 | 17.23% | 11.35% | 2.6% | 2.47% | 7348.6962 | 5119.3068 | 140274.8309 | 132400.6033 | 135399.0313 | 243.5072 | 102.3% | 2998.428 | 0.039347 | 17.23% | 11.34% | 2.596% | 2.466%
413 | 137877.1349 | 2617.9203 | 140495.0552 | 139344.5774 | 98.95% | -1467.4425 | 488.8166 | 0.15122 | 13.43% | 7.73% | -1.208% | -1.147% | 24599.771 | 2355.6533 | 140232.7882 | 141279.7891 | 140232.7882 | 2355.6533 | 99.26% | -1047.0009 | 0.13481 | 13.78% | 8.069% | -0.85% | -0.8069%
414 | 122828.0391 | 8955.5194 | 131783.5585 | 120576.6212 | 101.9% | 2251.4179 | 175.287 | 0.046636 | 16.77% | 10.91% | 2.14% | 2.033% | 7858.5099 | 6267.9128 | 129095.9519 | 120090.3694 | 122584.9132 | -243.1259 | 102.1% | 2494.5438 | 0.042785 | 17.01% | 11.14% | 2.381% | 2.262%
415 | 131612.8189 | 9470.5333 | 141083.3522 | 130281.2094 | 101% | 1331.6095 | 254.6924 | 0.067003 | 15.8% | 9.989% | 1.171% | 1.113% | 12235.0848 | 4714.2809 | 136327.0999 | 128264.8634 | 130604.6459 | -1008.173 | 101.8% | 2339.7825 | 0.047425 | 16.72% | 10.86% | 2.091% | 1.986%
416 | 130925.7532 | 3904.9303 | 134830.6835 | 129921.8661 | 100.8% | 1003.8872 | 283.5734 | 0.073577 | 15.52% | 9.717% | 0.8852% | 0.8413% | 13551.3755 | 3028.9794 | 133954.7326 | 129971.7723 | 130975.6594 | 49.9062 | 100.8% | 1003.8872 | 0.073585 | 15.52% | 9.717% | 0.8849% | 0.8409%
417 | 136865.961 | 2332.9425 | 139198.9035 | 138391.7202 | 98.9% | -1525.7592 | 488.8166 | 0.15445 | 13.37% | 7.676% | -1.264% | -1.2% | 24419.3593 | 1000 | 137865.961 | 138774.1094 | 137865.961 | 1000 | 99.35% | -908.1484 | 0.13054 | 13.88% | 8.164% | -0.7507% | -0.7125%
418 | 130506.6198 | 7181.5463 | 137688.1662 | 129290.4481 | 100.9% | 1216.1718 | 264.1203 | 0.06915 | 15.71% | 9.9% | 1.078% | 1.024% | 12581.3462 | 3770.258 | 134276.8778 | 124730.5879 | 128226.6898 | -2279.9301 | 102.8% | 3496.1018 | 0.031203 | 17.85% | 11.93% | 3.213% | 3.052%
419 | 134429.589 | 3713.5246 | 138143.1136 | 133429.06 | 100.7% | 1000.529 | 286.2116 | 0.074233 | 15.49% | 9.693% | 0.8591% | 0.8164% | 14043.4863 | 1000 | 135429.589 | 138310.1305 | 135429.589 | 1000 | 97.92% | -2880.5415 | 0.22331 | 12.25% | 6.609% | -2.388% | -2.268%
420 | 137741.8805 | 3292.4691 | 141034.3496 | 136782.1975 | 100.7% | 959.683 | 291.7966 | 0.075891 | 15.44% | 9.64% | 0.8038% | 0.7639% | 14670.3052 | 1000 | 138741.8805 | 138515.6618 | 138741.8805 | 1000 | 100.2% | 226.2187 | 0.094388 | 14.82% | 9.054% | 0.1867% | 0.1778%
421 | 137389.5581 | 5409.0627 | 142798.6208 | 136041.4273 | 101% | 1348.1308 | 258.2963 | 0.067823 | 15.77% | 9.955% | 1.135% | 1.079% | 12952.8317 | 4957.3192 | 142346.8773 | 134552.8839 | 136645.2864 | -744.2717 | 101.6% | 2092.4025 | 0.052954 | 16.42% | 10.57% | 1.782% | 1.693%
422 | 125031.361 | 5185.5365 | 130216.8975 | 122865.4283 | 101.8% | 2165.9327 | 182.1265 | 0.048549 | 16.65% | 10.8% | 2.02% | 1.919% | 8311.6061 | 4831.9128 | 129863.2739 | 123984.4038 | 126150.3365 | 1118.9755 | 101.7% | 2165.9327 | 0.048841 | 16.64% | 10.78% | 2.002% | 1.902%
423 | 125297.7072 | 7583.0994 | 132880.8067 | 122717.9926 | 102.1% | 2579.7146 | 159.8858 | 0.042327 | 17.04% | 11.16% | 2.409% | 2.289% | 7312.1651 | 2992.0312 | 128289.7384 | 123345.0651 | 125924.7797 | 627.0725 | 102.1% | 2579.7146 | 0.042523 | 17.03% | 11.15% | 2.397% | 2.277%
424 | 135461.4125 | 4358.8207 | 139820.2333 | 133608.7894 | 101.4% | 1852.6231 | 212.4909 | 0.057395 | 16.22% | 10.39% | 1.589% | 1.51% | 10506.2743 | 1032.3918 | 136493.8043 | 134922.1206 | 136493.8043 | 1032.3918 | 101.2% | 1571.6838 | 0.063239 | 15.97% | 10.14% | 1.335% | 1.268%
425 | 132203.5833 | 2937.8574 | 135141.4407 | 132392.7307 | 99.86% | -189.1474 | 389.5799 | 0.10533 | 14.47% | 8.721% | -0.1643% | -0.1555% | 18798.9068 | 2715.3747 | 134918.958 | 134062.1459 | 134062.1459 | 1858.5626 | 100% | 0 | 0.1 | 14.63% | 8.876% | -0.0005144% | 0%
426 | 135511.9494 | 4839.7125 | 140351.6619 | 133509.2379 | 101.5% | 2002.7115 | 199.3559 | 0.054404 | 16.35% | 10.51% | 1.719% | 1.633% | 9860.5159 | 1000 | 136511.9494 | 133807.2458 | 135809.9573 | 298.0079 | 101.5% | 2002.7115 | 0.054492 | 16.35% | 10.51% | 1.715% | 1.63%
427 | 138741.9788 | 3534.8275 | 142276.8063 | 138084.9333 | 100.5% | 657.0455 | 317.9399 | 0.08365 | 15.18% | 9.394% | 0.5449% | 0.5181% | 16100.7359 | 1000 | 139741.9788 | 134758.2766 | 137078.6505 | -1663.3283 | 101.7% | 2320.3738 | 0.0493 | 16.61% | 10.75% | 1.973% | 1.875%
428 | 133027.555 | 5809.0805 | 138836.6355 | 132535.4916 | 100.4% | 492.0634 | 330.0458 | 0.087242 | 15.06% | 9.28% | 0.4251% | 0.4042% | 16025.3921 | 2729.57 | 135757.1249 | 130697.0227 | 132108.3205 | -919.2344 | 101.1% | 1411.2978 | 0.065481 | 15.87% | 10.05% | 1.237% | 1.176%
429 | 135943.4827 | 8305.7599 | 144249.2426 | 134886.6211 | 100.8% | 1056.8616 | 282.319 | 0.073292 | 15.53% | 9.729% | 0.8977% | 0.8531% | 14008.4896 | 2215.4455 | 138158.9282 | 134732.2249 | 135866.2846 | -77.1981 | 100.8% | 1134.0597 | 0.071758 | 15.6% | 9.793% | 0.9644% | 0.9164%
430 | 135746.6451 | 4935.8407 | 140682.4858 | 134438.5968 | 101% | 1308.0482 | 260.377 | 0.068298 | 15.75% | 9.936% | 1.115% | 1.059% | 12901.0348 | 3559.7866 | 139306.4317 | 134149.5048 | 135602.099 | -144.546 | 101.1% | 1452.5943 | 0.065402 | 15.87% | 10.06% | 1.241% | 1.179%
431 | 128072.8294 | 8793.7825 | 136866.612 | 125641.7663 | 101.9% | 2431.0631 | 170.8568 | 0.045394 | 16.85% | 10.98% | 2.218% | 2.107% | 7986.9731 | 6572.0368 | 134644.8662 | 124661.0399 | 127582.4662 | -490.3632 | 102.3% | 2921.4263 | 0.037902 | 17.32% | 11.43% | 2.686% | 2.552%
432 | 133719.4652 | 3820.5561 | 137540.0213 | 133690.3864 | 100% | 29.0787 | 370.515 | 0.099253 | 14.66% | 8.9% | 0.02442% | 0.02368% | 18083.9508 | 2240.5374 | 135960.0026 | 134715.0273 | 134744.106 | 1024.6409 | 100% | 29.0787 | 0.099258 | 14.66% | 8.9% | 0.02423% | 0.0235%
433 | 131489.3067 | 5233.1788 | 136722.4855 | 130045.8105 | 101.1% | 1443.4962 | 244.5178 | 0.064686 | 15.91% | 10.08% | 1.272% | 1.209% | 11735.2894 | 6302.7974 | 137792.1041 | 128986.1258 | 130959.4643 | -529.8424 | 101.5% | 1973.3386 | 0.053618 | 16.39% | 10.54% | 1.753% | 1.666%
434 | 130102.3617 | 6238.2166 | 136340.5782 | 128313.1055 | 101.4% | 1789.2562 | 211.5849 | 0.057188 | 16.23% | 10.39% | 1.598% | 1.518% | 10047.6094 | 2255.2556 | 132357.6173 | 126218.1202 | 129054.869 | -1047.4926 | 102.2% | 2836.7488 | 0.039662 | 17.21% | 11.32% | 2.576% | 2.447%
435 | 135557.5404 | 4220.1208 | 139777.6613 | 134284.2578 | 100.9% | 1273.2826 | 263.2442 | 0.068951 | 15.72% | 9.909% | 1.086% | 1.032% | 13024.9272 | 1000 | 136557.5404 | 133395.9052 | 135113.3641 | -444.1763 | 101.3% | 1717.459 | 0.060007 | 16.11% | 10.28% | 1.475% | 1.402%
436 | 125889.9874 | 5102.1226 | 130992.11 | 123709.1806 | 101.8% | 2180.8068 | 182.1265 | 0.048549 | 16.65% | 10.8% | 2.02% | 1.919% | 8368.6843 | 2235.4568 | 128125.4442 | 124584.1024 | 126764.9091 | 874.9217 | 101.8% | 2180.8068 | 0.048776 | 16.64% | 10.78% | 2.006% | 1.906%
437 | 138621.7208 | 3174.5432 | 141796.264 | 138009.2593 | 100.4% | 612.4615 | 321.6533 | 0.084751 | 15.14% | 9.359% | 0.5082% | 0.4832% | 16274.6675 | 1615.9456 | 140237.6664 | 137892.5512 | 138563.3667 | -58.3541 | 100.5% | 670.8156 | 0.083284 | 15.19% | 9.406% | 0.5571% | 0.5297%
438 | 135229.8244 | 3093.6367 | 138323.4611 | 134598.8981 | 100.5% | 630.9263 | 318.7562 | 0.083893 | 15.17% | 9.387% | 0.5368% | 0.5104% | 15733.4515 | 2273.8217 | 137503.646 | 135482.2719 | 136113.1981 | 883.3738 | 100.5% | 630.9263 | 0.083998 | 15.17% | 9.383% | 0.5333% | 0.507%
439 | 133307.158 | 4715.4689 | 138022.6269 | 132130.2512 | 100.9% | 1176.9068 | 269.9044 | 0.070466 | 15.65% | 9.846% | 1.021% | 0.9698% | 13132.7697 | 2044.8568 | 135352.0148 | 130998.3014 | 132741.1831 | -565.9749 | 101.3% | 1742.8817 | 0.058875 | 16.16% | 10.32% | 1.525% | 1.449%
440 | 134390.8381 | 4849.8871 | 139240.7252 | 131785.3883 | 102% | 2605.4498 | 168.0892 | 0.044622 | 16.9% | 11.03% | 2.266% | 2.153% | 8245.2215 | 1870.9768 | 136261.8149 | 128547.0035 | 132771.6457 | -1619.1924 | 103.3% | 4224.6422 | 0.025107 | 18.4% | 12.45% | 3.767% | 3.578%
441 | 129731.5106 | 5496.9041 | 135228.4147 | 126398.5474 | 102.6% | 3332.9632 | 124.8424 | 0.033297 | 17.66% | 11.75% | 3.022% | 2.871% | 5911.5359 | 1000 | 130731.5106 | 121571.7436 | 127318.1087 | -2413.4019 | 104.7% | 5746.3651 | 0.0127 | 20.05% | 14.02% | 5.418% | 5.146%
442 | 138145.2603 | 5830.8306 | 143976.0909 | 137634.2668 | 100.4% | 510.9935 | 330.0458 | 0.087242 | 15.06% | 9.28% | 0.4251% | 0.4042% | 16641.9053 | 2374.5956 | 140519.856 | 136389.2417 | 137522.7478 | -622.5126 | 100.8% | 1133.5061 | 0.072038 | 15.59% | 9.781% | 0.9522% | 0.9049%
443 | 135446.9084 | 4697.5806 | 140144.489 | 135914.7015 | 99.66% | -467.7931 | 412.8858 | 0.11525 | 14.24% | 8.501% | -0.3951% | -0.3747% | 20412.2966 | 1000 | 136446.9084 | 135099.9397 | 135039.5275 | -407.3809 | 99.96% | -60.4122 | 0.10154 | 14.58% | 8.828% | -0.05177% | -0.04869%
444 | 128887.9912 | 4405.4856 | 133293.4768 | 127646.0326 | 101% | 1241.9586 | 260.377 | 0.068298 | 15.75% | 9.936% | 1.115% | 1.059% | 12249.2048 | 3070.675 | 131958.6662 | 125196.7506 | 127663.3502 | -1224.641 | 102% | 2466.5996 | 0.044747 | 16.89% | 11.02% | 2.258% | 2.145%
445 | 137890.9745 | 3962.3843 | 141853.3588 | 137527.5811 | 100.3% | 363.3934 | 342.4404 | 0.09092 | 14.94% | 9.164% | 0.3024% | 0.2877% | 17235.0969 | 5642.7994 | 143533.7739 | 137894.9178 | 138258.3112 | 367.3367 | 100.3% | 363.3934 | 0.090945 | 14.93% | 9.163% | 0.3016% | 0.2869%
446 | 131352.1308 | 7582.9095 | 138935.0403 | 130128.0799 | 100.9% | 1224.051 | 264.1203 | 0.06915 | 15.71% | 9.9% | 1.078% | 1.024% | 12662.8568 | 1000 | 132352.1308 | 126523.5128 | 129549.8473 | -1802.2835 | 102.4% | 3026.3345 | 0.037014 | 17.37% | 11.48% | 2.741% | 2.604%
447 | 132190.6378 | 5186.2525 | 137376.8904 | 130739.4424 | 101.1% | 1451.1954 | 244.5178 | 0.064686 | 15.91% | 10.08% | 1.272% | 1.209% | 11797.8825 | 4521.858 | 136712.4959 | 128602.5359 | 131122.1846 | -1068.4533 | 102% | 2519.6487 | 0.044948 | 16.88% | 11.01% | 2.245% | 2.133%
448 | 131469.7726 | 4574.3411 | 136044.1136 | 129899.1059 | 101.2% | 1570.6667 | 233.0391 | 0.062072 | 16.02% | 10.19% | 1.386% | 1.316% | 11182.7224 | 4542.3368 | 136012.1094 | 132873.5297 | 134444.1964 | 2974.4238 | 101.2% | 1570.6667 | 0.062786 | 15.99% | 10.16% | 1.355% | 1.287%
449 | 140989.8791 | 3081.746 | 144071.6251 | 140385.5528 | 100.4% | 604.3262 | 323.1964 | 0.085208 | 15.13% | 9.345% | 0.493% | 0.4687% | 16632.1078 | 4185.1473 | 145175.0264 | 138897.6847 | 140245.945 | -743.9341 | 101% | 1348.2603 | 0.068358 | 15.75% | 9.933% | 1.112% | 1.057%
450 | 122855.9368 | 6954.1096 | 129810.0464 | 120480.8308 | 102% | 2375.106 | 168.4637 | 0.044726 | 16.89% | 11.02% | 2.259% | 2.146% | 7554.3177 | 4642.2701 | 127498.2068 | 120085.7826 | 122658.4127 | -197.5241 | 102.1% | 2572.6301 | 0.041591 | 17.09% | 11.21% | 2.455% | 2.332%
451 | 140426.4771 | 3215.8735 | 143642.3506 | 139848.8768 | 100.4% | 577.6003 | 325.2174 | 0.085808 | 15.11% | 9.326% | 0.4729% | 0.4497% | 16669.2314 | 4453.2337 | 144879.7108 | 140130.3631 | 140707.9633 | 281.4862 | 100.4% | 577.6003 | 0.085836 | 15.11% | 9.325% | 0.472% | 0.4488%
452 | 135250.719 | 3097.3447 | 138348.0637 | 134198.9614 | 100.8% | 1051.7576 | 282.2891 | 0.073286 | 15.53% | 9.729% | 0.8979% | 0.8533% | 13935.6284 | 2047.6565 | 137298.3755 | 136025.3598 | 137077.1174 | 1826.3984 | 100.8% | 1051.7576 | 0.073563 | 15.52% | 9.718% | 0.8858% | 0.8418%
453 | 136363.3793 | 5126.4428 | 141489.8222 | 134847.0041 | 101.1% | 1516.3752 | 242.8353 | 0.064303 | 15.92% | 10.1% | 1.289% | 1.224% | 12086.5538 | 4276.5655 | 140639.9449 | 131039.2296 | 134459.4921 | -1903.8873 | 102.6% | 3420.2625 | 0.033634 | 17.62% | 11.72% | 2.992% | 2.842%
454 | 130694.5997 | 4644.4428 | 135339.0425 | 128993.3406 | 101.3% | 1701.2591 | 220.3358 | 0.05918 | 16.14% | 10.31% | 1.511% | 1.436% | 10510.7965 | 2440.3218 | 133134.9215 | 129633.9957 | 131335.2548 | 640.6551 | 101.3% | 1701.2591 | 0.059352 | 16.14% | 10.31% | 1.504% | 1.429%
455 | 134464.9683 | 4309.7746 | 138774.7429 | 131837.0823 | 102% | 2627.886 | 167.0264 | 0.044324 | 16.92% | 11.05% | 2.284% | 2.17% | 8197.6087 | 4328.7267 | 138793.695 | 130171.3472 | 133632.1007 | -832.8676 | 102.7% | 3460.7536 | 0.033022 | 17.68% | 11.77% | 3.047% | 2.895%
456 | 130218.7133 | 5765.1078 | 135983.8211 | 129737.0397 | 100.4% | 481.6736 | 330.0458 | 0.087242 | 15.06% | 9.28% | 0.4251% | 0.4042% | 15687.0202 | 3127.9325 | 133346.6458 | 126646.1 | 128673.2434 | -1545.4698 | 101.6% | 2027.1434 | 0.051753 | 16.47% | 10.62% | 1.834% | 1.743%
457 | 126093.6032 | 5674.9198 | 131768.523 | 125753.6488 | 100.3% | 339.9544 | 341.7336 | 0.090711 | 14.94% | 9.171% | 0.3094% | 0.2943% | 15728.0027 | 1224.837 | 127318.4402 | 124171.7889 | 125302.6732 | -790.9299 | 100.9% | 1130.8843 | 0.069938 | 15.68% | 9.868% | 1.043% | 0.9916%
458 | 125413.9971 | 8710.8727 | 134124.8698 | 122884.1212 | 102.1% | 2529.8759 | 162.7331 | 0.043123 | 16.99% | 11.12% | 2.359% | 2.241% | 7449.2891 | 5435.7049 | 130849.702 | 124982.9829 | 127512.8588 | 2098.8617 | 102% | 2529.8759 | 0.043757 | 16.95% | 11.08% | 2.32% | 2.204%
459 | 129712.8307 | 5941.4316 | 135654.2623 | 128024.2829 | 101.3% | 1688.5478 | 220.3259 | 0.059179 | 16.14% | 10.31% | 1.511% | 1.436% | 10431.3687 | 3116.5185 | 132829.3492 | 129323.8794 | 131012.4272 | 1299.5965 | 101.3% | 1688.5478 | 0.059528 | 16.13% | 10.3% | 1.496% | 1.422%
460 | 129098.2805 | 6752.9426 | 135851.2231 | 127969.9214 | 100.9% | 1128.3591 | 270.9398 | 0.070703 | 15.64% | 9.836% | 1.01% | 0.96% | 12766.9195 | 2008.0514 | 131106.3319 | 127699.2949 | 128962.9673 | -135.3132 | 101% | 1263.6723 | 0.06786 | 15.77% | 9.954% | 1.134% | 1.077%
461 | 136701.6243 | 2239.5449 | 138941.1692 | 137762.4842 | 99.23% | -1060.86 | 462.1955 | 0.13624 | 13.75% | 8.038% | -0.8833% | -0.8384% | 23061.7502 | 1350.9403 | 138052.5646 | 140791.581 | 138052.5646 | 1350.9403 | 98.05% | -2739.0164 | 0.21135 | 12.4% | 6.758% | -2.231% | -2.118%
462 | 131469.3024 | 2575.196 | 134044.4984 | 131084.8192 | 100.3% | 384.4832 | 339.0755 | 0.089921 | 14.97% | 9.196% | 0.3357% | 0.3193% | 16270.9748 | 3718.7182 | 135188.0206 | 126868.206 | 129360.9958 | -2108.3066 | 102% | 2492.7898 | 0.044845 | 16.89% | 11.02% | 2.252% | 2.139%
463 | 134876.9796 | 6530.6659 | 141407.6455 | 133513.6934 | 101% | 1363.2862 | 254.8118 | 0.06703 | 15.8% | 9.988% | 1.17% | 1.112% | 12544.4114 | 1000 | 135876.9796 | 134996.4557 | 135876.9796 | 1000 | 100.7% | 880.5238 | 0.077587 | 15.38% | 9.586% | 0.7472% | 0.7102%
464 | 130442.2485 | 2895.6419 | 133337.8904 | 128775.307 | 101.3% | 1666.9415 | 223.1532 | 0.059824 | 16.12% | 10.29% | 1.483% | 1.409% | 10624.6429 | 2690.3928 | 133132.6414 | 129166.5665 | 130833.5081 | 391.2595 | 101.3% | 1666.9415 | 0.059927 | 16.11% | 10.28% | 1.479% | 1.405%
465 | 135133.5696 | 1016.0419 | 136149.6114 | 135567.7577 | 99.68% | -434.1882 | 410.1181 | 0.11407 | 14.27% | 8.527% | -0.3677% | -0.3487% | 20228.5651 | 1683.4692 | 136817.0388 | 130994.137 | 132846.7592 | -2286.8104 | 101.4% | 1852.6222 | 0.056665 | 16.25% | 10.42% | 1.621% | 1.54%
466 | 136347.5805 | 6391.2928 | 142738.8733 | 133406.3553 | 102.2% | 2941.2251 | 153.168 | 0.040447 | 17.16% | 11.28% | 2.527% | 2.4% | 7622.6895 | 3753.3081 | 140100.8886 | 134531.8679 | 137473.093 | 1125.5126 | 102.2% | 2941.2251 | 0.040785 | 17.14% | 11.26% | 2.506% | 2.38%
467 | 139092.1422 | 3805.2226 | 142897.3649 | 138730.8551 | 100.3% | 361.2871 | 342.8785 | 0.091051 | 14.93% | 9.16% | 0.298% | 0.2835% | 17407.4706 | 1085.3319 | 140177.4741 | 143118.2195 | 140177.4741 | 1085.3319 | 97.95% | -2940.7454 | 0.22088 | 12.28% | 6.639% | -2.356% | -2.237%
468 | 138638.1665 | 2648.245 | 141286.4115 | 138048.9574 | 100.4% | 589.2091 | 323.6145 | 0.085334 | 15.12% | 9.341% | 0.4888% | 0.4647% | 16375.8428 | 1000 | 139638.1665 | 139735.9442 | 139638.1665 | 1000 | 99.93% | -97.7776 | 0.10241 | 14.55% | 8.8% | -0.08073% | -0.07618%
469 | 134230.7745 | 5196.03 | 139426.8045 | 131012.5583 | 102.5% | 3218.2162 | 136.6694 | 0.035831 | 17.45% | 11.55% | 2.815% | 2.674% | 6696.0121 | 2445.5203 | 136676.2948 | 130398.1083 | 133923.5495 | -307.225 | 102.7% | 3525.4412 | 0.032455 | 17.73% | 11.82% | 3.099% | 2.944%
470 | 134211.5157 | 6100.5234 | 140312.0391 | 133071.0761 | 100.9% | 1140.4395 | 273.807 | 0.071354 | 15.62% | 9.809% | 0.9819% | 0.9331% | 13413.0385 | 5258.3731 | 139469.8888 | 133393.6634 | 134534.103 | 322.5873 | 100.9% | 1140.4395 | 0.071409 | 15.61% | 9.807% | 0.9795% | 0.9308%
471 | 143708.9494 | 5493.1197 | 149202.0691 | 143598.9721 | 100.1% | 109.9773 | 364.1634 | 0.097368 | 14.72% | 8.96% | 0.08728% | 0.08338% | 19101.7416 | 1000 | 144708.9494 | 142588.9445 | 143203.9356 | -505.0138 | 100.4% | 614.9911 | 0.085179 | 15.13% | 9.346% | 0.4939% | 0.4696%
472 | 124887.1163 | 7490.1639 | 132377.2802 | 122796.0566 | 101.7% | 2091.0596 | 186.0589 | 0.049649 | 16.58% | 10.73% | 1.952% | 1.854% | 8481.2726 | 4761.188 | 129648.3043 | 119915.9852 | 123447.0805 | -1440.0357 | 102.9% | 3531.0953 | 0.029417 | 18.01% | 12.08% | 3.375% | 3.206%
473 | 139057.0406 | 3178.4466 | 142235.4872 | 139681.8381 | 99.55% | -624.7975 | 424.8224 | 0.12033 | 14.12% | 8.389% | -0.5133% | -0.487% | 21562.2116 | 3794.1546 | 142851.1952 | 136664.2152 | 137548.2291 | -1508.8115 | 100.6% | 884.0139 | 0.077773 | 15.37% | 9.58% | 0.741% | 0.7043%
474 | 134232.2939 | 3687.9599 | 137920.2538 | 134773.5889 | 99.6% | -541.295 | 419.5361 | 0.11808 | 14.17% | 8.439% | -0.4609% | -0.4373% | 20555.08 | 2818.6176 | 137050.9115 | 131484.6692 | 132587.8341 | -1644.4599 | 100.8% | 1103.1649 | 0.071829 | 15.59% | 9.79% | 0.9613% | 0.9135%
475 | 128128.6015 | 10429.0722 | 138557.6737 | 126104.3707 | 101.6% | 2024.2308 | 192.4638 | 0.051632 | 16.47% | 10.62% | 1.84% | 1.748% | 9000.9439 | 8045.372 | 136173.9734 | 121170.4924 | 125661.6624 | -2466.9391 | 103.7% | 4491.17 | 0.020954 | 18.88% | 12.91% | 4.248% | 4.035%
476 | 124040.7439 | 8134.7356 | 132175.4796 | 121936.078 | 101.7% | 2104.666 | 184.5457 | 0.049224 | 16.61% | 10.76% | 1.978% | 1.879% | 8355.2824 | 2514.3545 | 126555.0985 | 122638.8019 | 124743.4679 | 702.724 | 101.7% | 2104.666 | 0.049406 | 16.6% | 10.74% | 1.967% | 1.868%
477 | 124357.7007 | 7413.0529 | 131770.7537 | 123005.5388 | 101.1% | 1352.1619 | 245.7623 | 0.064969 | 15.89% | 10.07% | 1.26% | 1.197% | 11155.2865 | 5483.192 | 129840.8927 | 120786.4007 | 123248.1317 | -1109.5691 | 102% | 2461.731 | 0.043502 | 16.97% | 11.1% | 2.336% | 2.219%
478 | 130690.3902 | 4803.0452 | 135493.4354 | 128522.276 | 101.7% | 2168.1142 | 187.1043 | 0.049941 | 16.57% | 10.71% | 1.933% | 1.837% | 8925.2461 | 6192.6992 | 136883.0894 | 129582.354 | 131750.4682 | 1060.078 | 101.7% | 2168.1142 | 0.050194 | 16.55% | 10.7% | 1.917% | 1.822%
479 | 131774.725 | 4910.6425 | 136685.3675 | 130432.8169 | 101% | 1341.9081 | 253.9158 | 0.066826 | 15.81% | 9.996% | 1.179% | 1.12% | 12212.7866 | 4339.524 | 136114.249 | 125240.4176 | 129178.5253 | -2596.1997 | 103.1% | 3938.1077 | 0.026898 | 18.24% | 12.3% | 3.604% | 3.424%
480 | 126418.2027 | 4475.5779 | 130893.7806 | 124689.258 | 101.4% | 1728.9447 | 212.4909 | 0.057395 | 16.22% | 10.39% | 1.589% | 1.51% | 9804.8905 | 1000 | 127418.2027 | 126311.7095 | 127418.2027 | 1000 | 100.9% | 1106.4932 | 0.070854 | 15.64% | 9.83% | 1.004% | 0.9538%
481 | 131866.7983 | 4957.3984 | 136824.1968 | 129861.3995 | 101.5% | 2005.3988 | 196.4584 | 0.053239 | 16.4% | 10.56% | 1.77% | 1.681% | 9455.8125 | 6342.7939 | 138209.5923 | 131993.5884 | 133998.9871 | 2132.1888 | 101.5% | 2005.3988 | 0.053896 | 16.37% | 10.53% | 1.741% | 1.654%
482 | 128560.2759 | 4591.4384 | 133151.7143 | 126215.8502 | 101.9% | 2344.4258 | 175.9283 | 0.046814 | 16.76% | 10.9% | 2.129% | 2.022% | 8255.3475 | 1061.8392 | 129622.1151 | 128972.0649 | 129622.1151 | 1061.8392 | 100.5% | 650.0502 | 0.082681 | 15.21% | 9.425% | 0.5773% | 0.5488%
483 | 138814.0633 | 3779.6584 | 142593.7217 | 137839.0046 | 100.7% | 975.0587 | 291.1296 | 0.075693 | 15.44% | 9.646% | 0.8104% | 0.7702% | 14750.7028 | 3661.257 | 142475.3203 | 142007.3817 | 142475.3203 | 3661.257 | 100.3% | 467.9386 | 0.088677 | 15.01% | 9.235% | 0.3772% | 0.3588%
484 | 140249.0149 | 4937.6279 | 145186.6428 | 140813.8905 | 99.6% | -564.8756 | 419.4763 | 0.11806 | 14.17% | 8.439% | -0.4604% | -0.4368% | 21473.3667 | 3010.7461 | 143259.761 | 140581.9365 | 140133.0379 | -115.977 | 99.68% | -448.8986 | 0.11402 | 14.27% | 8.529% | -0.3666% | -0.3477%
485 | 130735.7064 | 7428.4925 | 138164.1989 | 129899.724 | 100.6% | 835.9824 | 298.5166 | 0.077886 | 15.37% | 9.577% | 0.7372% | 0.7007% | 14244.775 | 4125.5471 | 134861.2534 | 130274.1466 | 131110.129 | 374.4226 | 100.6% | 835.9824 | 0.077949 | 15.37% | 9.575% | 0.7351% | 0.6987%
486 | 137962.4852 | 3832.2913 | 141794.7764 | 137825.4584 | 100.1% | 137.0268 | 361.5252 | 0.096584 | 14.75% | 8.984% | 0.1135% | 0.1082% | 18205.0728 | 2381.1994 | 140343.6846 | 137899.2029 | 138036.2298 | 73.7446 | 100.1% | 137.0268 | 0.096586 | 14.75% | 8.984% | 0.1134% | 0.1082%
487 | 139934.0648 | 3354.1005 | 143288.1653 | 139627.0234 | 100.2% | 307.0414 | 347.5775 | 0.092444 | 14.88% | 9.116% | 0.2516% | 0.2394% | 17752.8441 | 2295.9156 | 142229.9804 | 138082.2842 | 139161.6952 | -772.3696 | 100.8% | 1079.411 | 0.073339 | 15.53% | 9.727% | 0.8956% | 0.8511%
488 | 129431.5579 | 5771.7056 | 135203.2635 | 128375.1792 | 100.8% | 1056.3787 | 277.7593 | 0.072254 | 15.58% | 9.772% | 0.9428% | 0.8959% | 13122.0505 | 1456.2272 | 130887.7851 | 125817.8765 | 128152.9065 | -1278.6514 | 101.9% | 2335.0301 | 0.046843 | 16.76% | 10.9% | 2.127% | 2.021%
489 | 129935.4768 | 9640.699 | 139576.1758 | 128096.4035 | 101.4% | 1839.0733 | 206.8063 | 0.056101 | 16.28% | 10.44% | 1.645% | 1.563% | 9808.0865 | 8450.1213 | 138385.5981 | 124619.013 | 128196.7816 | -1738.6953 | 102.9% | 3577.7686 | 0.030345 | 17.92% | 12% | 3.291% | 3.126%
490 | 132172.3075 | 6852.946 | 139025.2535 | 130254.6952 | 101.5% | 1917.6123 | 202.5752 | 0.055138 | 16.32% | 10.48% | 1.687% | 1.603% | 9772.8115 | 5797.4636 | 137969.7711 | 130513.9077 | 132431.52 | 259.2125 | 101.5% | 1917.6123 | 0.055215 | 16.32% | 10.48% | 1.684% | 1.6%
491 | 137047.4753 | 5361.9653 | 142409.4407 | 135702.7012 | 101% | 1344.7741 | 258.2963 | 0.067823 | 15.77% | 9.955% | 1.135% | 1.079% | 12920.5808 | 1000 | 138047.4753 | 134771.2714 | 136581.7604 | -465.7149 | 101.3% | 1810.489 | 0.058534 | 16.17% | 10.34% | 1.539% | 1.463%
492 | 142093.1391 | 2583.5116 | 144676.6508 | 140480.6566 | 101.1% | 1612.4825 | 240.1374 | 0.063689 | 15.95% | 10.13% | 1.315% | 1.25% | 12454.484 | 1232.847 | 143325.9862 | 140648.3151 | 142260.7976 | 167.6584 | 101.1% | 1612.4825 | 0.063725 | 15.95% | 10.12% | 1.314% | 1.248%
493 | 129873.5906 | 7406.3953 | 137279.9859 | 127199.6645 | 102.1% | 2673.926 | 159.8858 | 0.042327 | 17.04% | 11.16% | 2.409% | 2.289% | 7579.206 | 7818.7375 | 137692.3281 | 127517.7747 | 130191.7007 | 318.1101 | 102.1% | 2673.926 | 0.042424 | 17.04% | 11.16% | 2.403% | 2.283%
494 | 129930.8518 | 5604.3537 | 135535.2055 | 127155.8605 | 102.2% | 2774.9913 | 154.6293 | 0.040857 | 17.13% | 11.25% | 2.501% | 2.376% | 7333.2584 | 2491.9322 | 132422.784 | 126849.0787 | 129777.4609 | -153.3909 | 102.3% | 2928.3822 | 0.038543 | 17.28% | 11.39% | 2.646% | 2.513%
495 | 128380.062 | 5835.4574 | 134215.5193 | 125865.935 | 102% | 2514.1269 | 166.7523 | 0.044247 | 16.92% | 11.05% | 2.289% | 2.175% | 7813.8021 | 1247.0096 | 129627.0716 | 125039.3999 | 127966.7944 | -413.2676 | 102.3% | 2927.3945 | 0.037944 | 17.32% | 11.43% | 2.683% | 2.549%
496 | 132940.1088 | 4735.5909 | 137675.6996 | 131209.6197 | 101.3% | 1730.489 | 220.3358 | 0.05918 | 16.14% | 10.31% | 1.511% | 1.436% | 10691.3861 | 1390.9241 | 134331.0329 | 128255.7286 | 131463.1632 | -1476.9456 | 102.5% | 3207.4346 | 0.035017 | 17.5% | 11.6% | 2.866% | 2.723%
497 | 131799.2139 | 5237.4556 | 137036.6695 | 128413.1288 | 102.6% | 3386.085 | 124.8424 | 0.033297 | 17.66% | 11.75% | 3.022% | 2.871% | 6005.7559 | 3931.645 | 135730.8589 | 128166.1566 | 131675.7277 | -123.4861 | 102.7% | 3509.5712 | 0.032018 | 17.77% | 11.86% | 3.138% | 2.981%
498 | 136556.5836 | 5259.6163 | 141816.1999 | 137106.5873 | 99.6% | -550.0037 | 419.4763 | 0.11806 | 14.17% | 8.439% | -0.4604% | -0.4368% | 20908.0227 | 1000 | 137556.5836 | 141254.5832 | 137556.5836 | 1000 | 97.38% | -3697.9996 | 0.26993 | 11.63% | 6.026% | -3.002% | -2.85%
499 | 131518.1663 | 5779.3948 | 137297.5611 | 131163.587 | 100.3% | 354.5793 | 341.7336 | 0.090711 | 14.94% | 9.171% | 0.3094% | 0.2943% | 16404.6234 | 4929.0249 | 136447.1912 | 135041.7979 | 135396.3772 | 3878.2109 | 100.3% | 354.5793 | 0.090978 | 14.93% | 9.162% | 0.3005% | 0.2859%
500 | 136587.2923 | 2636.627 | 139223.9193 | 137458.9784 | 99.37% | -871.6861 | 446.4558 | 0.12954 | 13.91% | 8.186% | -0.7275% | -0.6904% | 22257.7698 | 1000 | 137587.2923 | 140320.02 | 137587.2923 | 1000 | 98.05% | -2732.7277 | 0.21153 | 12.4% | 6.756% | -2.233% | -2.12%
501 | 123226.3758 | 9178.9394 | 132405.3152 | 120687.9929 | 102.1% | 2538.3828 | 159.8161 | 0.042307 | 17.04% | 11.17% | 2.411% | 2.29% | 7188.1512 | 2440.347 | 125666.7227 | 120945.029 | 123483.4119 | 257.0361 | 102.1% | 2538.3828 | 0.042389 | 17.04% | 11.16% | 2.405% | 2.285%
502 | 136619.0627 | 3827.8613 | 140446.9241 | 137169.9824 | 99.6% | -550.9197 | 419.5361 | 0.11808 | 14.17% | 8.439% | -0.4609% | -0.4373% | 20920.5675 | 1176.4774 | 137795.5401 | 136373.3401 | 136220.7416 | -398.3211 | 99.89% | -152.5986 | 0.10386 | 14.5% | 8.754% | -0.1288% | -0.1218%
503 | 131958.4831 | 4420.7716 | 136379.2547 | 130609.1991 | 101% | 1349.284 | 253.4181 | 0.066714 | 15.82% | 10% | 1.184% | 1.125% | 12205.8418 | 2904.1377 | 134862.6208 | 128821.9028 | 131064.835 | -893.6481 | 101.7% | 2242.9321 | 0.048948 | 16.63% | 10.77% | 1.995% | 1.896%
504 | 134317.8982 | 6043.9326 | 140361.8308 | 132579.2282 | 101.3% | 1738.67 | 221.192 | 0.059376 | 16.14% | 10.3% | 1.503% | 1.428% | 10844.1664 | 2949.4794 | 137267.3776 | 133538.4412 | 135277.1111 | 959.2129 | 101.3% | 1738.67 | 0.059625 | 16.13% | 10.29% | 1.492% | 1.418%
505 | 128931.9105 | 8091.5556 | 137023.4662 | 127474.7611 | 101.1% | 1457.1494 | 240.6849 | 0.063814 | 15.94% | 10.12% | 1.31% | 1.245% | 11326.6684 | 4928.1395 | 133860.05 | 127595.165 | 129052.3144 | 120.4039 | 101.1% | 1457.1494 | 0.063842 | 15.94% | 10.12% | 1.309% | 1.243%
506 | 136465.4184 | 1817.3481 | 138282.7665 | 134919.4469 | 101.1% | 1545.9715 | 240.3664 | 0.063741 | 15.95% | 10.12% | 1.313% | 1.248% | 11972.6188 | 1000 | 137465.4184 | 137413.6733 | 137465.4184 | 1000 | 100% | 51.7451 | 0.098706 | 14.68% | 8.917% | 0.04265% | 0.041%
507 | 120666.9457 | 8155.4111 | 128822.3568 | 117794.2227 | 102.4% | 2872.723 | 137.8244 | 0.036155 | 17.43% | 11.53% | 2.795% | 2.655% | 6070.2592 | 6165.5286 | 126832.4743 | 119768.2823 | 122641.0053 | 1974.0596 | 102.4% | 2872.723 | 0.036892 | 17.38% | 11.49% | 2.749% | 2.611%
508 | 125586.1879 | 4867.6817 | 130453.8696 | 123796.9799 | 101.4% | 1789.2079 | 205.6912 | 0.055848 | 16.29% | 10.45% | 1.656% | 1.574% | 9428.6722 | 4138.3233 | 129724.5112 | 122444.717 | 124910.0564 | -676.1314 | 102% | 2465.3394 | 0.043954 | 16.94% | 11.07% | 2.308% | 2.192%
509 | 144301.5884 | 2158.0194 | 146459.6078 | 144836.6671 | 99.63% | -535.0787 | 415.8127 | 0.11649 | 14.21% | 8.474% | -0.424% | -0.4022% | 21900.8876 | 2357.7994 | 146659.3878 | 146430.1921 | 146430.1921 | 2128.6036 | 100% | 0 | 0.1 | 14.63% | 8.876% | -0.0005144% | 0%
510 | 139573.494 | 3997.0799 | 143570.574 | 137756.6578 | 101.3% | 1816.8362 | 220.3358 | 0.05918 | 16.14% | 10.31% | 1.511% | 1.436% | 11224.86 | 5523.0075 | 145096.5015 | 140100.3761 | 141917.2123 | 2343.7183 | 101.3% | 1816.8362 | 0.059762 | 16.12% | 10.29% | 1.486% | 1.412%
511 | 132727.6567 | 3381.5963 | 136109.253 | 132149.5121 | 100.4% | 578.1446 | 322.38 | 0.084967 | 15.13% | 9.353% | 0.501% | 0.4763% | 15617.8921 | 1000 | 133727.6567 | 130130.1484 | 131717.9748 | -1009.6818 | 101.2% | 1587.8264 | 0.061781 | 16.03% | 10.2% | 1.398% | 1.328%
512 | 134689.8785 | 4316.9833 | 139006.8617 | 135991.8145 | 99.04% | -1301.936 | 483.8787 | 0.14547 | 13.54% | 7.834% | -1.098% | -1.042% | 23788.3487 | 2870.6217 | 137560.5002 | 135080.5581 | 134234.2503 | -455.6282 | 99.37% | -846.3078 | 0.12916 | 13.91% | 8.194% | -0.7187% | -0.6821%
513 | 140809.3017 | 6207.9704 | 147017.272 | 140429.673 | 100.3% | 379.6286 | 341.7336 | 0.090711 | 14.94% | 9.171% | 0.3094% | 0.2943% | 17563.5324 | 1126.4791 | 141935.7807 | 139758.6295 | 140473.7799 | -335.5218 | 100.5% | 715.1504 | 0.082417 | 15.22% | 9.433% | 0.5861% | 0.5571%
514 | 136574.3985 | 2251.2263 | 138825.6248 | 137514.3923 | 99.32% | -939.9938 | 452.1802 | 0.13197 | 13.85% | 8.132% | -0.7841% | -0.7442% | 22541.0296 | 1000 | 137574.3985 | 135618.2638 | 135626.3343 | -948.0642 | 100% | 8.0704 | 0.099796 | 14.64% | 8.883% | 0.006307% | 0.006479%
515 | 136812.9878 | 6635.9657 | 143448.9535 | 134862.4672 | 101.4% | 1950.5206 | 205.5718 | 0.055821 | 16.29% | 10.45% | 1.657% | 1.575% | 10265.5843 | 3681.8233 | 140494.8111 | 134640.8172 | 136702.1628 | -110.825 | 101.5% | 2061.3456 | 0.053589 | 16.39% | 10.54% | 1.755% | 1.667%
516 | 141202.9525 | 5699.8874 | 146902.8399 | 140133.6436 | 100.8% | 1069.3089 | 284.6884 | 0.073831 | 15.51% | 9.707% | 0.8742% | 0.8308% | 14672.5767 | 3606.9371 | 144809.8896 | 139847.0011 | 141059.6312 | -143.3213 | 100.9% | 1212.6302 | 0.071088 | 15.63% | 9.82% | 0.9935% | 0.9441%
517 | 128493.8836 | 6122.2463 | 134616.1298 | 126977.2533 | 101.2% | 1516.6303 | 234.7415 | 0.062461 | 16% | 10.18% | 1.369% | 1.3% | 11009.4383 | 3511.2805 | 132005.1641 | 126230.882 | 128120.6979 | -373.1856 | 101.5% | 1889.8159 | 0.054482 | 16.35% | 10.51% | 1.716% | 1.63%
518 | 133750.3787 | 6968.1683 | 140718.547 | 131809.871 | 101.5% | 1940.5076 | 202.5752 | 0.055138 | 16.32% | 10.48% | 1.687% | 1.603% | 9889.494 | 1000 | 134750.3787 | 131784.4514 | 133737.6688 | -12.7098 | 101.5% | 1953.2175 | 0.054877 | 16.33% | 10.49% | 1.698% | 1.614%
519 | 136818.6436 | 2716.018 | 139534.6616 | 136446.0158 | 100.3% | 372.6279 | 341.415 | 0.090616 | 14.95% | 9.174% | 0.3125% | 0.2973% | 17049.8572 | 2160.8699 | 138979.5135 | 137231.5602 | 137604.188 | 785.5444 | 100.3% | 372.6279 | 0.09067 | 14.94% | 9.172% | 0.3108% | 0.2956%
520 | 125605.6205 | 11372.6194 | 136978.24 | 122554.9472 | 102.5% | 3050.6733 | 134.5191 | 0.03523 | 17.49% | 11.59% | 2.853% | 2.71% | 6167.1716 | 7882.5269 | 133488.1474 | 120741.2525 | 124698.7732 | -906.8473 | 103.3% | 3957.5207 | 0.025218 | 18.39% | 12.44% | 3.757% | 3.569%
521 | 135598.1217 | 8691.3514 | 144289.4732 | 132369.9316 | 102.4% | 3228.1902 | 137.8244 | 0.036155 | 17.43% | 11.53% | 2.795% | 2.655% | 6821.3854 | 5796.4623 | 141394.584 | 132706.1512 | 135934.3414 | 336.2196 | 102.4% | 3228.1902 | 0.036268 | 17.42% | 11.52% | 2.788% | 2.649%
522 | 128543.9854 | 5531.5065 | 134075.4918 | 125798.614 | 102.2% | 2745.3714 | 154.6293 | 0.040857 | 17.13% | 11.25% | 2.501% | 2.376% | 7254.9841 | 2082.3795 | 130626.3649 | 128766.2794 | 130626.3649 | 2082.3795 | 101.4% | 1860.0855 | 0.055867 | 16.29% | 10.45% | 1.655% | 1.573%
523 | 146253.1697 | 2307.1206 | 148560.2903 | 146795.485 | 99.63% | -542.3153 | 415.8127 | 0.11649 | 14.21% | 8.474% | -0.424% | -0.4022% | 22197.0823 | 1000 | 147253.1697 | 146597.6152 | 146154.2348 | -98.9349 | 99.7% | -443.3804 | 0.11319 | 14.29% | 8.547% | -0.3472% | -0.3293%
524 | 135650.3706 | 4301.3154 | 139951.686 | 133884.6019 | 101.3% | 1765.7687 | 220.3358 | 0.05918 | 16.14% | 10.31% | 1.511% | 1.436% | 10909.3523 | 3026.09 | 138676.4605 | 131738.1304 | 134577.1348 | -1073.2357 | 102.2% | 2839.0044 | 0.041358 | 17.1% | 11.22% | 2.47% | 2.346%
525 | 133410.7755 | 5164.2881 | 138575.0636 | 130201.5351 | 102.5% | 3209.2404 | 136.1183 | 0.035677 | 17.46% | 11.56% | 2.825% | 2.684% | 6628.2731 | 2858.0452 | 136268.8207 | 126502.892 | 131561.454 | -1849.3216 | 104% | 5058.562 | 0.018275 | 19.22% | 13.23% | 4.583% | 4.354%
526 | 130304.5867 | 6813.3117 | 137117.8984 | 128555.296 | 101.4% | 1749.2907 | 215.4875 | 0.058077 | 16.19% | 10.36% | 1.559% | 1.482% | 10248.8377 | 1000 | 131304.5867 | 129781.6236 | 131304.5867 | 1000 | 101.2% | 1522.9631 | 0.063012 | 15.98% | 10.15% | 1.345% | 1.278%
527 | 134292.2959 | 6673.7145 | 140966.0104 | 133663.5634 | 100.5% | 628.7325 | 318.5671 | 0.083837 | 15.17% | 9.388% | 0.5387% | 0.5121% | 15615.1021 | 2400.3591 | 136692.655 | 136708.8063 | 136692.655 | 2400.3591 | 99.99% | -16.1513 | 0.10041 | 14.62% | 8.863% | -0.01406% | -0.01286%
528 | 130063.9521 | 8222.4338 | 138286.3859 | 127811.8349 | 101.8% | 2252.1172 | 182.1825 | 0.048564 | 16.65% | 10.79% | 2.019% | 1.918% | 8648.814 | 4357.8871 | 134421.8391 | 125673.3002 | 128994.6848 | -1069.2673 | 102.6% | 3321.3846 | 0.033221 | 17.66% | 11.75% | 3.029% | 2.877%
529 | 137018.927 | 3689.5113 | 140708.4383 | 136718.282 | 100.2% | 300.645 | 347.5775 | 0.092444 | 14.88% | 9.116% | 0.2516% | 0.2394% | 17383.0129 | 6635.0389 | 143653.9659 | 134911.4554 | 136115.5137 | -903.4133 | 100.9% | 1204.0583 | 0.070419 | 15.66% | 9.848% | 1.023% | 0.9717%
530 | 143096.653 | 3252.1967 | 146348.8497 | 145118.5123 | 98.61% | -2021.8593 | 488.8166 | 0.17344 | 13.04% | 7.359% | -1.598% | -1.517% | 25531.0273 | 1000 | 144096.653 | 146318.2081 | 144096.653 | 1000 | 98.48% | -2221.5551 | 0.18161 | 12.89% | 7.223% | -1.741% | -1.653%
531 | 135882.4677 | 5852.5884 | 141735.0561 | 134390.7431 | 101.1% | 1491.7245 | 244.5178 | 0.064686 | 15.91% | 10.08% | 1.272% | 1.209% | 12127.3746 | 4602.5793 | 140485.0469 | 134499.413 | 135991.1375 | 108.6698 | 101.1% | 1491.7245 | 0.06471 | 15.9% | 10.08% | 1.271% | 1.208%
532 | 125347.349 | 7421.7403 | 132769.0893 | 123380.4384 | 101.6% | 1966.9106 | 193.1871 | 0.051923 | 16.46% | 10.61% | 1.827% | 1.736% | 8838.6538 | 3552.1052 | 128899.4542 | 123482.3389 | 125449.2495 | 101.9005 | 101.6% | 1966.9106 | 0.051958 | 16.46% | 10.61% | 1.825% | 1.734%
533 | 133843.1206 | 2649.9953 | 136493.1159 | 133478.5967 | 100.3% | 364.524 | 341.415 | 0.090616 | 14.95% | 9.174% | 0.3125% | 0.2973% | 16679.058 | 3617.4457 | 137460.5663 | 135484.8294 | 135849.3533 | 2006.2327 | 100.3% | 364.524 | 0.090755 | 14.94% | 9.169% | 0.3079% | 0.2929%
534 | 138418.0429 | 2245.616 | 140663.6589 | 136849.9507 | 101.1% | 1568.0922 | 240.3664 | 0.063741 | 15.95% | 10.12% | 1.313% | 1.248% | 12143.9298 | 1788.6777 | 140206.7206 | 137362.4824 | 138930.5746 | 512.5317 | 101.1% | 1568.0922 | 0.063854 | 15.94% | 10.12% | 1.308% | 1.243%
535 | 131663.4704 | 7545.4832 | 139208.9536 | 128952.6931 | 102.1% | 2710.7773 | 159.8858 | 0.042327 | 17.04% | 11.16% | 2.409% | 2.289% | 7683.6604 | 3451.7586 | 135115.229 | 132223.1951 | 134933.9724 | 3270.502 | 102.1% | 2710.7773 | 0.043281 | 16.98% | 11.11% | 2.35% | 2.232%
536 | 131403.7672 | 5093.1693 | 136496.9364 | 129282.7611 | 101.6% | 2121.006 | 190.144 | 0.050791 | 16.51% | 10.66% | 1.88% | 1.786% | 9119.7577 | 4160.6735 | 135564.4407 | 132299.208 | 134420.214 | 3016.4468 | 101.6% | 2121.006 | 0.051686 | 16.47% | 10.62% | 1.837% | 1.745%
537 | 138148.4556 | 3688.1414 | 141836.597 | 137789.6196 | 100.3% | 358.8359 | 342.8785 | 0.091051 | 14.93% | 9.16% | 0.298% | 0.2835% | 17289.3676 | 4803.234 | 142951.6896 | 135247.3622 | 136877.3268 | -1271.1287 | 101.2% | 1629.9647 | 0.062177 | 16.01% | 10.19% | 1.381% | 1.312%
538 | 137475.5437 | 1253.1458 | 138728.6896 | 137479.9897 | 100% | -4.4459 | 373.4121 | 0.10011 | 14.63% | 8.873% | -0.004222% | -0.003521% | 18737.2856 | 1000 | 138475.5437 | 139494.832 | 138475.5437 | 1000 | 99.27% | -1019.2883 | 0.1343 | 13.8% | 8.081% | -0.8381% | -0.7956%
539 | 134273.2656 | 4303.6303 | 138576.8959 | 132555.832 | 101.3% | 1717.4336 | 223.0238 | 0.059793 | 16.12% | 10.29% | 1.485% | 1.411% | 10930.3399 | 1410.4059 | 135683.6715 | 132433.5728 | 134212.136 | -61.1296 | 101.3% | 1778.5632 | 0.058544 | 16.17% | 10.34% | 1.539% | 1.462%
540 | 125290.7792 | 7824.4289 | 133115.2081 | 123236.9233 | 101.7% | 2053.8559 | 188.4383 | 0.050314 | 16.54% | 10.69% | 1.91% | 1.815% | 8617.4974 | 1063.6908 | 126354.4701 | 123500.6221 | 125554.478 | 263.6988 | 101.7% | 2053.8559 | 0.05038 | 16.54% | 10.69% | 1.906% | 1.811%
541 | 135177.6965 | 6324.1028 | 141501.7993 | 134749.7914 | 100.3% | 427.9051 | 336.268 | 0.089088 | 15% | 9.222% | 0.3635% | 0.3457% | 16591.4154 | 4048.8205 | 139226.517 | 137998.9919 | 138426.8969 | 3249.2004 | 100.3% | 427.9051 | 0.089345 | 14.99% | 9.214% | 0.3549% | 0.3376%
542 | 141347.2837 | 3926.3134 | 145273.5971 | 140803.2996 | 100.4% | 543.9841 | 328.3036 | 0.086724 | 15.08% | 9.297% | 0.4424% | 0.4206% | 16937.7584 | 1734.6966 | 143081.9803 | 141710.7795 | 142254.7636 | 907.4799 | 100.4% | 543.9841 | 0.086809 | 15.07% | 9.294% | 0.4395% | 0.4179%
543 | 135367.4372 | 3094.1129 | 138461.5501 | 135803.5497 | 99.68% | -436.1125 | 410.2177 | 0.11411 | 14.26% | 8.527% | -0.3686% | -0.3496% | 20268.4925 | 1000 | 136367.4372 | 134246.6668 | 134588.9958 | -778.4414 | 100.3% | 342.329 | 0.091238 | 14.93% | 9.154% | 0.2918% | 0.2776%
544 | 132244.2108 | 4525.4004 | 136769.6112 | 131511.8008 | 100.6% | 732.4099 | 308.5518 | 0.080863 | 15.27% | 9.483% | 0.6379% | 0.6063% | 14893.5287 | 4367.2619 | 136611.4727 | 132402.045 | 133134.4549 | 890.2442 | 100.6% | 732.4099 | 0.080992 | 15.27% | 9.478% | 0.6336% | 0.6023%
545 | 129477.792 | 6596.3711 | 136074.1632 | 127864.7241 | 101.3% | 1613.0679 | 226.9662 | 0.060691 | 16.08% | 10.25% | 1.446% | 1.374% | 10726.2856 | 2454.9394 | 131932.7314 | 126155.9973 | 128623.4286 | -854.3634 | 102% | 2467.4313 | 0.04501 | 16.87% | 11.01% | 2.242% | 2.129%
546 | 138421.8882 | 6542.2631 | 144964.1512 | 136518.2162 | 101.4% | 1903.672 | 211.5849 | 0.057188 | 16.23% | 10.39% | 1.598% | 1.518% | 10690.1139 | 5586.0849 | 144007.9731 | 140330.906 | 142234.578 | 3812.6898 | 101.4% | 1903.672 | 0.058187 | 16.19% | 10.35% | 1.555% | 1.477%
547 | 135036.7301 | 5271.5864 | 140308.3165 | 133711.6864 | 101% | 1325.0437 | 258.2963 | 0.067823 | 15.77% | 9.955% | 1.135% | 1.079% | 12731.0115 | 5683.2876 | 140720.0177 | 132045.6979 | 134203.7359 | -832.9943 | 101.6% | 2158.038 | 0.050906 | 16.51% | 10.66% | 1.873% | 1.779%
548 | 133405.0888 | 4092.1806 | 137497.2695 | 131280.7568 | 101.6% | 2124.332 | 191.6145 | 0.051291 | 16.49% | 10.64% | 1.854% | 1.762% | 9330.2598 | 5877.3276 | 139282.4164 | 132457.6859 | 134582.0179 | 1176.9291 | 101.6% | 2124.332 | 0.05167 | 16.47% | 10.62% | 1.838% | 1.746%
549 | 133139.0055 | 6257.6628 | 139396.6683 | 130857.4703 | 101.7% | 2281.5351 | 183.4008 | 0.048904 | 16.63% | 10.77% | 1.998% | 1.898% | 8912.4972 | 3975.2042 | 137114.2096 | 136717.4327 | 137114.2096 | 3975.2042 | 100.3% | 396.7769 | 0.090028 | 14.97% | 9.192% | 0.3322% | 0.316%
550 | 135425.3391 | 2810.7353 | 138236.0744 | 134793.5007 | 100.5% | 631.8384 | 318.7562 | 0.083893 | 15.17% | 9.387% | 0.5368% | 0.5104% | 15756.1989 | 1653.9636 | 137079.3027 | 137086.2672 | 137079.3027 | 1653.9636 | 99.99% | -6.9645 | 0.10018 | 14.63% | 8.871% | -0.006338% | -0.005531%
551 | 139506.0591 | 4164.36 | 143670.4191 | 138947.5405 | 100.4% | 558.5186 | 326.4917 | 0.086188 | 15.09% | 9.314% | 0.4603% | 0.4376% | 16624.8612 | 4286.6623 | 143792.7215 | 141030.7601 | 141589.2787 | 2083.2196 | 100.4% | 558.5186 | 0.086392 | 15.09% | 9.307% | 0.4535% | 0.4312%
552 | 137971.9027 | 4927.568 | 142899.4707 | 135457.4731 | 101.9% | 2514.4297 | 176.0085 | 0.046837 | 16.76% | 10.9% | 2.127% | 2.021% | 8863.7414 | 5223.2575 | 143195.1602 | 134285.0126 | 137385.6725 | -586.2302 | 102.3% | 3100.6599 | 0.038534 | 17.28% | 11.39% | 2.646% | 2.514%
553 | 133761.475 | 5177.8636 | 138939.3386 | 130444.0936 | 102.5% | 3317.3814 | 130.9848 | 0.034478 | 17.55% | 11.65% | 2.915% | 2.769% | 6395.0619 | 3446.0765 | 137207.5515 | 129129.1799 | 133104.0182 | -657.4569 | 103.1% | 3974.8383 | 0.027733 | 18.16% | 12.23% | 3.528% | 3.351%
554 | 131022.0483 | 6850.8261 | 137872.8744 | 129357.1113 | 101.3% | 1664.9371 | 224.0094 | 0.060018 | 16.11% | 10.28% | 1.475% | 1.401% | 10712.8131 | 1000 | 132022.0483 | 127202.5496 | 129944.7675 | -1077.2808 | 102.2% | 2742.2179 | 0.041344 | 17.1% | 11.22% | 2.471% | 2.347%
555 | 135918.6422 | 5527.7727 | 141446.4149 | 135814.6267 | 100.1% | 104.0156 | 364.1634 | 0.097368 | 14.72% | 8.96% | 0.08728% | 0.08338% | 18066.2568 | 3564.2001 | 139482.8423 | 137084.8734 | 137188.889 | 1270.2467 | 100.1% | 104.0156 | 0.097393 | 14.72% | 8.959% | 0.08647% | 0.08261%
556 | 126484.7867 | 7227.7021 | 133712.4888 | 124592.3222 | 101.5% | 1892.4645 | 198.119 | 0.053907 | 16.37% | 10.53% | 1.741% | 1.654% | 9146.5502 | 7315.4247 | 133800.2114 | 125085.6249 | 126978.0895 | 493.3028 | 101.5% | 1892.4645 | 0.054065 | 16.37% | 10.52% | 1.734% | 1.647%
557 | 135929.6783 | 5532.0218 | 141461.7001 | 134311.0456 | 101.2% | 1618.6327 | 233.497 | 0.062178 | 16.01% | 10.19% | 1.381% | 1.312% | 11584.7998 | 1510.1677 | 137439.8461 | 135741.3824 | 137360.0151 | 1430.3368 | 101.2% | 1618.6327 | 0.062513 | 16% | 10.17% | 1.366% | 1.298%
558 | 134968.8445 | 6614.5644 | 141583.4088 | 133789.1748 | 100.9% | 1179.6697 | 270.9398 | 0.070703 | 15.64% | 9.836% | 1.01% | 0.96% | 13347.4773 | 5031.6466 | 140000.491 | 132246.7224 | 134197.6183 | -771.2262 | 101.5% | 1950.8959 | 0.055059 | 16.32% | 10.48% | 1.691% | 1.606%
559 | 134701.8136 | 3113.518 | 137815.3316 | 134366.5304 | 100.2% | 335.2832 | 344.1428 | 0.091426 | 14.92% | 9.148% | 0.2855% | 0.2717% | 16920.1816 | 4127.849 | 138829.6627 | 137430.8218 | 137766.105 | 3064.2913 | 100.2% | 335.2832 | 0.091617 | 14.91% | 9.142% | 0.2791% | 0.2656%
560 | 130295.0892 | 4779.0243 | 135074.1135 | 128738.4564 | 101.2% | 1556.6328 | 233.0391 | 0.062072 | 16.02% | 10.19% | 1.386% | 1.316% | 11082.8047 | 1000 | 131295.0892 | 128029.9225 | 129940.8223 | -354.2669 | 101.5% | 1910.8997 | 0.054602 | 16.34% | 10.5% | 1.71% | 1.625%
561 | 129810.5481 | 3822.4218 | 133632.9699 | 128591.2466 | 100.9% | 1219.3015 | 263.2442 | 0.068951 | 15.72% | 9.909% | 1.086% | 1.032% | 12472.7325 | 2354.191 | 132164.7391 | 132316.4193 | 132164.7391 | 2354.191 | 99.89% | -151.6802 | 0.10396 | 14.5% | 8.751% | -0.1319% | -0.1248%
562 | 130899.0695 | 7945.5081 | 138844.5775 | 128259.9601 | 102.1% | 2639.1094 | 162.8128 | 0.043144 | 16.99% | 11.12% | 2.358% | 2.24% | 7778.8944 | 2359.2919 | 133258.3614 | 126124.8268 | 129831.5028 | -1067.5666 | 102.9% | 3706.676 | 0.029489 | 18% | 12.08% | 3.368% | 3.2%
563 | 134659.7473 | 5422.3595 | 140082.1068 | 132804.7786 | 101.4% | 1854.9687 | 211.3161 | 0.057127 | 16.23% | 10.4% | 1.601% | 1.521% | 10386.3577 | 4350.7996 | 139010.5469 | 134245.307 | 136100.2757 | 1440.5284 | 101.4% | 1854.9687 | 0.057522 | 16.22% | 10.38% | 1.583% | 1.504%
564 | 132958.6702 | 5761.5464 | 138720.2166 | 130119.0124 | 102.2% | 2839.6578 | 154.6293 | 0.040857 | 17.13% | 11.25% | 2.501% | 2.376% | 7504.1476 | 2631.4603 | 135590.1305 | 133529.9055 | 135590.1305 | 2631.4603 | 101.5% | 2060.225 | 0.053275 | 16.4% | 10.56% | 1.768% | 1.68%
565 | 136832.9555 | 1286.5693 | 138119.5248 | 138193.6964 | 99.02% | -1360.7409 | 487.0445 | 0.14681 | 13.5% | 7.804% | -1.129% | -1.072% | 24324.9655 | 1000 | 137832.9555 | 135700.9395 | 135586.577 | -1246.3785 | 99.92% | -114.3625 | 0.10291 | 14.54% | 8.784% | -0.09712% | -0.09176%
566 | 141480.9508 | 3863.6818 | 145344.6326 | 140256.7303 | 100.9% | 1224.2206 | 271.9752 | 0.070937 | 15.63% | 9.827% | 1% | 0.9503% | 14044.9465 | 1670.989 | 143151.9398 | 138191.1908 | 140448.1811 | -1032.7697 | 101.6% | 2256.9903 | 0.050926 | 16.51% | 10.65% | 1.872% | 1.778%
567 | 133298.3116 | 3996.3057 | 137294.6173 | 132361.9967 | 100.7% | 936.3149 | 291.1296 | 0.075693 | 15.44% | 9.646% | 0.8104% | 0.7702% | 14164.5863 | 3046.7434 | 136345.055 | 129084.1677 | 131659.3971 | -1638.9145 | 102% | 2575.2294 | 0.044292 | 16.92% | 11.05% | 2.286% | 2.172%
568 | 137032.7948 | 6228.7634 | 143261.5582 | 136198.355 | 100.6% | 834.4398 | 302.1006 | 0.078947 | 15.34% | 9.543% | 0.7018% | 0.667% | 15110.1571 | 1000 | 138032.7948 | 133744.3429 | 135805.7887 | -1227.006 | 101.5% | 2061.4458 | 0.053316 | 16.4% | 10.55% | 1.766% | 1.678%
569 | 135841.4711 | 4711.2649 | 140552.736 | 135848.3634 | 99.99% | -6.8922 | 373.6211 | 0.10018 | 14.63% | 8.871% | -0.00633% | -0.005524% | 18524.9349 | 3028.1151 | 138869.5863 | 134942.4932 | 135388.536 | -452.9351 | 100.3% | 446.0429 | 0.088642 | 15.01% | 9.236% | 0.3784% | 0.3599%
570 | 130119.7375 | 5740.7781 | 135860.5156 | 128640.4257 | 101.1% | 1479.3118 | 239.8885 | 0.063632 | 15.95% | 10.13% | 1.318% | 1.252% | 11393.193 | 2123.732 | 132243.4694 | 129807.8001 | 131287.1119 | 1167.3745 | 101.1% | 1479.3118 | 0.063905 | 15.94% | 10.12% | 1.306% | 1.241%
571 | 134414.4551 | 5828.7701 | 140243.2252 | 132664.7035 | 101.3% | 1749.7516 | 220.3259 | 0.059179 | 16.14% | 10.31% | 1.511% | 1.436% | 10809.4684 | 1601.6638 | 136016.1189 | 130155.0621 | 133159.6344 | -1254.8207 | 102.3% | 3004.5723 | 0.038544 | 17.28% | 11.39% | 2.646% | 2.513%
572 | 131608.3463 | 2991.0988 | 134599.4451 | 134680.1566 | 97.72% | -3071.8103 | 488.8166 | 0.24057 | 12.02% | 6.393% | -2.615% | -2.483% | 23481.3059 | 1162.7623 | 132771.1086 | 138296.0651 | 132771.1086 | 1162.7623 | 96% | -5524.9565 | 0.43839 | 10.05% | 4.527% | -4.58% | -4.35%
573 | 130109.4718 | 6358.9009 | 136468.3727 | 128573.7725 | 101.2% | 1535.6993 | 234.7415 | 0.062461 | 16% | 10.18% | 1.369% | 1.3% | 11147.8629 | 4264.1849 | 134373.6567 | 129692.0703 | 131227.7696 | 1118.2978 | 101.2% | 1535.6993 | 0.062732 | 15.99% | 10.17% | 1.357% | 1.289%
574 | 132705.6686 | 2949.0149 | 135654.6834 | 132120.2363 | 100.4% | 585.4322 | 321.7329 | 0.084774 | 15.14% | 9.359% | 0.5074% | 0.4824% | 15583.9604 | 1072.1072 | 133777.7757 | 131708.3833 | 132499.742 | -205.9265 | 100.6% | 791.3587 | 0.079354 | 15.32% | 9.53% | 0.6882% | 0.6542%
575 | 136749.4167 | 3439.1122 | 140188.5289 | 135920.1658 | 100.6% | 829.2509 | 302.3993 | 0.079036 | 15.33% | 9.54% | 0.6989% | 0.6643% | 15093.8174 | 4449.1505 | 141198.5673 | 133940.1658 | 135759.4167 | -990 | 101.4% | 1819.2509 | 0.058142 | 16.19% | 10.36% | 1.556% | 1.479%
576 | 129367.859 | 5233.6146 | 134601.4735 | 127126.8046 | 101.8% | 2241.0544 | 182.1265 | 0.048549 | 16.65% | 10.8% | 2.02% | 1.919% | 8599.8799 | 1000 | 130367.859 | 130681.5053 | 130367.859 | 1000 | 99.76% | -313.6463 | 0.11012 | 14.36% | 8.615% | -0.2756% | -0.2613%
577 | 129164.6727 | 5261.7236 | 134426.3963 | 127385.3998 | 101.4% | 1779.2728 | 211.3161 | 0.057127 | 16.23% | 10.4% | 1.601% | 1.521% | 9962.5205 | 4362.9614 | 133527.6341 | 127301.8769 | 129122.9112 | -41.7615 | 101.4% | 1821.0343 | 0.056238 | 16.27% | 10.43% | 1.639% | 1.557%
578 | 139428.9672 | 6133.5688 | 145562.536 | 136451.1204 | 102.2% | 2977.8468 | 154.6293 | 0.040857 | 17.13% | 11.25% | 2.501% | 2.376% | 7869.3292 | 3269.7909 | 142698.7582 | 135663.8153 | 139035.3147 | -393.6526 | 102.5% | 3371.4994 | 0.035304 | 17.48% | 11.58% | 2.848% | 2.706%
579 | 134681.3823 | 5537.4125 | 140218.7948 | 132586.2113 | 101.6% | 2095.171 | 194.103 | 0.052291 | 16.44% | 10.6% | 1.811% | 1.72% | 9541.8521 | 1000 | 135681.3823 | 132399.92 | 134588.2366 | -93.1457 | 101.7% | 2188.3166 | 0.050567 | 16.53% | 10.68% | 1.894% | 1.8%
580 | 133873.6483 | 4552.1696 | 138425.8179 | 132131.0074 | 101.3% | 1742.641 | 220.3358 | 0.05918 | 16.14% | 10.31% | 1.511% | 1.436% | 10766.4638 | 5176.9434 | 139050.5918 | 131919.1275 | 133767.7084 | -105.9399 | 101.4% | 1848.5809 | 0.057007 | 16.24% | 10.4% | 1.606% | 1.526%
581 | 133909.9555 | 4291.9858 | 138201.9413 | 132686.2131 | 100.9% | 1223.7424 | 266.2507 | 0.069634 | 15.69% | 9.88% | 1.057% | 1.004% | 13013.573 | 1317.2461 | 135227.2016 | 131449.313 | 133291.5055 | -618.4501 | 101.4% | 1842.1925 | 0.057003 | 16.24% | 10.4% | 1.606% | 1.526%
582 | 132143.3187 | 6950.7058 | 139094.0244 | 130247.4986 | 101.5% | 1895.8201 | 204.5065 | 0.055577 | 16.3% | 10.46% | 1.668% | 1.585% | 9863.8227 | 1000 | 133143.3187 | 128457.7153 | 131248.427 | -894.8916 | 102.2% | 2790.7117 | 0.041038 | 17.12% | 11.24% | 2.49% | 2.365%
583 | 128521.1729 | 8974.7845 | 137495.9574 | 127347.5963 | 100.9% | 1173.5765 | 266.3304 | 0.069653 | 15.69% | 9.88% | 1.056% | 1.003% | 12493.619 | 5972.8733 | 134494.0462 | 125399.6708 | 127547.2101 | -973.9627 | 101.7% | 2147.5393 | 0.049471 | 16.6% | 10.74% | 1.963% | 1.865%
584 | 130512.8174 | 4288.7031 | 134801.5205 | 129512.0965 | 100.8% | 1000.7209 | 283.5734 | 0.073577 | 15.52% | 9.717% | 0.8852% | 0.8413% | 13508.6349 | 3183.4588 | 133696.2762 | 127501.0204 | 129507.2793 | -1005.5381 | 101.6% | 2006.259 | 0.052468 | 16.44% | 10.59% | 1.803% | 1.713%
585 | 126640.0314 | 6207.6132 | 132847.6447 | 124834.545 | 101.4% | 1805.4864 | 205.5718 | 0.055821 | 16.29% | 10.45% | 1.657% | 1.575% | 9502.2698 | 3344.7852 | 129984.8166 | 123978.363 | 126211.9404 | -428.091 | 101.8% | 2233.5774 | 0.047839 | 16.7% | 10.84% | 2.065% | 1.961%
586 | 135151.8928 | 3071.6339 | 138223.5267 | 137299.6742 | 98.44% | -2147.7814 | 488.8166 | 0.18462 | 12.84% | 7.173% | -1.794% | -1.703% | 24113.5386 | 1848.8282 | 137000.721 | 138118.8699 | 137000.721 | 1848.8282 | 99.19% | -1118.1489 | 0.13818 | 13.7% | 7.995% | -0.9285% | -0.8814%
587 | 141616.5982 | 1539.3108 | 143155.909 | 143002.6924 | 99.03% | -1386.0942 | 485.2625 | 0.14605 | 13.52% | 7.821% | -1.112% | -1.055% | 25083.2459 | 1338.313 | 142954.9112 | 144458.5402 | 142954.9112 | 1338.313 | 98.96% | -1503.629 | 0.15042 | 13.44% | 7.743% | -1.194% | -1.133%
588 | 129126.1282 | 4866.25 | 133992.3782 | 127583.461 | 101.2% | 1542.6672 | 233.0391 | 0.062072 | 16.02% | 10.19% | 1.386% | 1.316% | 10983.3737 | 4252.9012 | 133379.0294 | 126149.5411 | 128409.1683 | -716.9599 | 101.8% | 2259.6272 | 0.048029 | 16.69% | 10.83% | 2.053% | 1.95%
589 | 123829.9261 | 7857.4716 | 131687.3977 | 122430.4377 | 101.1% | 1399.4883 | 240.6849 | 0.063814 | 15.94% | 10.12% | 1.31% | 1.245% | 10878.4591 | 5631.5721 | 129461.4982 | 124821.586 | 126221.0743 | 2391.1482 | 101.1% | 1399.4883 | 0.064391 | 15.92% | 10.1% | 1.285% | 1.221%
590 | 138998.9834 | 3552.2677 | 142551.2511 | 137012.557 | 101.4% | 1986.4264 | 205.1736 | 0.055728 | 16.29% | 10.45% | 1.661% | 1.579% | 10409.404 | 2992.3347 | 141991.3182 | 139083.5114 | 141069.9378 | 2070.9544 | 101.4% | 1986.4264 | 0.056297 | 16.27% | 10.43% | 1.637% | 1.555%
591 | 137341.1854 | 4225.8826 | 141567.0681 | 136143.6703 | 100.9% | 1197.5152 | 271.1887 | 0.070759 | 15.64% | 9.834% | 1.008% | 0.9577% | 13594.5619 | 3900.1886 | 141241.374 | 138768.4845 | 139965.9996 | 2624.8142 | 100.9% | 1197.5152 | 0.071198 | 15.62% | 9.816% | 0.9887% | 0.9396%
592 | 138677.5565 | 6603.5436 | 145281.1002 | 135104.8358 | 102.6% | 3572.7208 | 124.3446 | 0.033202 | 17.66% | 11.76% | 3.031% | 2.879% | 6293.9884 | 3009.2448 | 141686.8013 | 135163.7882 | 138736.509 | 58.9524 | 102.6% | 3572.7208 | 0.033216 | 17.66% | 11.75% | 3.03% | 2.878%
593 | 134810.9108 | 7370.3711 | 142181.282 | 131755.1486 | 102.3% | 3055.7622 | 145.6594 | 0.038346 | 17.29% | 11.4% | 2.658% | 2.525% | 7167.3131 | 4111.375 | 138922.2858 | 133848.7335 | 136904.4956 | 2093.5848 | 102.3% | 3055.7622 | 0.039011 | 17.25% | 11.36% | 2.617% | 2.486%
594 | 130258.3867 | 4332.046 | 134590.4327 | 128562.8058 | 101.3% | 1695.5809 | 220.3358 | 0.05918 | 16.14% | 10.31% | 1.511% | 1.436% | 10475.7151 | 1000 | 131258.3867 | 129037.8904 | 130733.4713 | 475.0846 | 101.3% | 1695.5809 | 0.059308 | 16.14% | 10.31% | 1.506% | 1.431%
595 | 133948.3711 | 4403.648 | 138352.0191 | 131052.0274 | 102.2% | 2896.3437 | 152.8174 | 0.040348 | 17.17% | 11.28% | 2.533% | 2.406% | 7471.4198 | 1000 | 134948.3711 | 130205.8186 | 133525.2667 | -423.1044 | 102.5% | 3319.4481 | 0.034399 | 17.56% | 11.65% | 2.922% | 2.776%
596 | 137390.5058 | 5318.3422 | 142708.848 | 137487.048 | 99.93% | -96.5422 | 381.1674 | 0.10242 | 14.55% | 8.8% | -0.08101% | -0.07645% | 19114.6074 | 1000 | 138390.5058 | 140942.9056 | 138390.5058 | 1000 | 98.19% | -2552.3998 | 0.20073 | 12.56% | 6.905% | -2.076% | -1.972%
597 | 131599.5267 | 7376.5711 | 138976.0978 | 130758.0207 | 100.6% | 841.506 | 298.5166 | 0.077886 | 15.37% | 9.577% | 0.7372% | 0.7007% | 14338.8956 | 3175.0735 | 134774.6002 | 134609.966 | 134774.6002 | 3175.0735 | 100.1% | 164.6342 | 0.095797 | 14.77% | 9.009% | 0.1397% | 0.1332%
598 | 130332.0161 | 5849.813 | 136181.8291 | 128850.291 | 101.1% | 1481.7252 | 239.8885 | 0.063632 | 15.95% | 10.13% | 1.318% | 1.252% | 11411.78 | 4468.2513 | 134800.2674 | 130697.0652 | 132178.7904 | 1846.7742 | 101.1% | 1481.7252 | 0.064061 | 15.93% | 10.11% | 1.299% | 1.234%
599 | 131718.2979 | 5360.6284 | 137078.9263 | 130124.4065 | 101.2% | 1593.8915 | 231.2073 | 0.061657 | 16.04% | 10.21% | 1.404% | 1.334% | 11115.7931 | 3727.8135 | 135446.1115 | 128726.9912 | 131019.5903 | -698.7076 | 101.8% | 2292.5991 | 0.048217 | 16.67% | 10.82% | 2.041% | 1.939%
600 | 137734.2951 | 6367.3652 | 144101.6604 | 136610.1521 | 100.8% | 1124.143 | 277.7593 | 0.072254 | 15.58% | 9.772% | 0.9428% | 0.8959% | 13963.7999 | 3069.6174 | 140803.9125 | 132664.8231 | 135761.6306 | -1972.6645 | 102.3% | 3096.8075 | 0.03807 | 17.31% | 11.42% | 2.675% | 2.542%
601 | 134288.043 | 5464.6341 | 139752.6772 | 132813.8222 | 101.1% | 1474.2209 | 244.5178 | 0.064686 | 15.91% | 10.08% | 1.272% | 1.209% | 11985.0738 | 5226.2561 | 139514.2991 | 136482.7668 | 137956.9877 | 3668.9447 | 101.1% | 1474.2209 | 0.065473 | 15.87% | 10.05% | 1.238% | 1.176%
602 | 126767.3675 | 9637.2852 | 136404.6527 | 124381.6546 | 101.9% | 2385.7128 | 171.9571 | 0.045703 | 16.83% | 10.96% | 2.198% | 2.088% | 7956.472 | 6078.4878 | 132845.8553 | 126251.5233 | 128637.2362 | 1869.8687 | 101.9% | 2385.7128 | 0.046224 | 16.8% | 10.93% | 2.166% | 2.057%
603 | 130070.6037 | 8202.4182 | 138273.0219 | 128600.5851 | 101.1% | 1470.0186 | 240.6849 | 0.063814 | 15.94% | 10.12% | 1.31% | 1.245% | 11426.7026 | 1000 | 131070.6037 | 127739.3665 | 129639.9944 | -430.6093 | 101.5% | 1900.6279 | 0.054725 | 16.34% | 10.5% | 1.705% | 1.62%
604 | 128132.103 | 7219.0023 | 135351.1053 | 125691.2268 | 101.9% | 2440.8762 | 170.3889 | 0.045265 | 16.86% | 10.99% | 2.226% | 2.114% | 7968.7863 | 4262.0522 | 132394.1552 | 126431.2332 | 128872.1095 | 740.0065 | 101.9% | 2440.8762 | 0.045473 | 16.85% | 10.98% | 2.213% | 2.102%
605 | 145017.3933 | 3050.1476 | 148067.5409 | 144473.6024 | 100.4% | 543.7909 | 329.4584 | 0.087066 | 15.06% | 9.286% | 0.431% | 0.4098% | 17438.6779 | 1000 | 146017.3933 | 141623.5993 | 143592.3918 | -1425.0015 | 101.4% | 1968.7925 | 0.057301 | 16.23% | 10.39% | 1.593% | 1.514%
606 | 137201.9728 | 1346.2693 | 138548.2421 | 137118.4885 | 100.1% | 83.4843 | 365.9853 | 0.097908 | 14.7% | 8.942% | 0.06928% | 0.06629% | 18328.0731 | 1000 | 138201.9728 | 135344.9292 | 136315.1931 | -886.7796 | 100.7% | 970.2639 | 0.075366 | 15.45% | 9.657% | 0.8213% | 0.7805%
607 | 135257.2677 | 3154.1312 | 138411.3989 | 134905.9415 | 100.3% | 351.3262 | 342.8785 | 0.091051 | 14.93% | 9.16% | 0.298% | 0.2835% | 16927.5336 | 2194.1191 | 137451.3868 | 135891.3614 | 136242.6875 | 985.4198 | 100.3% | 351.3262 | 0.091116 | 14.93% | 9.158% | 0.2959% | 0.2815%
608 | 134561.5299 | 4202.9368 | 138764.4667 | 132809.9347 | 101.3% | 1751.5952 | 220.3358 | 0.05918 | 16.14% | 10.31% | 1.511% | 1.436% | 10821.785 | 2991.2538 | 137552.7837 | 131933.8663 | 134123.4957 | -438.0342 | 101.7% | 2189.6294 | 0.050442 | 16.54% | 10.68% | 1.902% | 1.807%
609 | 133170.2115 | 4268.276 | 137438.4876 | 130574.7255 | 102% | 2595.4861 | 167.3897 | 0.044425 | 16.91% | 11.04% | 2.278% | 2.164% | 8136.3341 | 4894.9395 | 138065.1511 | 130981.824 | 133577.3101 | 407.0985 | 102% | 2595.4861 | 0.044539 | 16.9% | 11.03% | 2.271% | 2.157%
610 | 134620.5056 | 4314.7598 | 138935.2654 | 135452.1519 | 99.39% | -831.6464 | 444.1262 | 0.12855 | 13.93% | 8.208% | -0.7043% | -0.6685% | 21822.8013 | 1028.7972 | 135649.3028 | 135679.3213 | 135649.3028 | 1028.7972 | 99.98% | -30.0185 | 0.10076 | 14.61% | 8.852% | -0.02588% | -0.02409%
611 | 127348.1166 | 7827.6842 | 135175.8008 | 126358.0777 | 100.8% | 990.0389 | 282.319 | 0.073292 | 15.53% | 9.729% | 0.8977% | 0.8531% | 13122.7679 | 2737.7973 | 130085.9138 | 126296.1034 | 127317.1294 | -30.9871 | 100.8% | 1021.026 | 0.072635 | 15.56% | 9.756% | 0.9262% | 0.8802%
612 | 131287.8644 | 6868.6029 | 138156.4674 | 129363.0918 | 101.5% | 1924.7726 | 200.7633 | 0.054725 | 16.34% | 10.5% | 1.705% | 1.62% | 9620.5892 | 7511.8699 | 138799.7344 | 127942.9254 | 130577.7812 | -710.0832 | 102.1% | 2634.8558 | 0.043111 | 16.99% | 11.12% | 2.36% | 2.242%
613 | 134514.5535 | 3865.3607 | 138379.9142 | 134011.4633 | 100.4% | 503.0902 | 329.5679 | 0.0871 | 15.06% | 9.285% | 0.4298% | 0.4087% | 16181.0638 | 1000 | 135514.5535 | 136654.7675 | 135514.5535 | 1000 | 99.17% | -1140.214 | 0.13941 | 13.68% | 7.968% | -0.957% | -0.9084%
614 | 132615.26 | 3789.0074 | 136404.2674 | 132942.1539 | 99.75% | -326.8939 | 401.5066 | 0.11041 | 14.35% | 8.608% | -0.2824% | -0.2677% | 19434.7539 | 1964.9603 | 134580.2203 | 135617.1564 | 134580.2203 | 1964.9603 | 99.24% | -1036.9361 | 0.13597 | 13.76% | 8.044% | -0.877% | -0.8325%
615 | 127886.8896 | 5100.2668 | 132987.1565 | 126482.941 | 101.1% | 1403.9487 | 244.5178 | 0.064686 | 15.91% | 10.08% | 1.272% | 1.209% | 11413.7772 | 2917.6409 | 130804.5306 | 129931.8921 | 130804.5306 | 2917.6409 | 100.7% | 872.6385 | 0.076922 | 15.4% | 9.607% | 0.7694% | 0.7312%
616 | 148750.1622 | 2465.4723 | 151215.6346 | 148832.1609 | 99.94% | -81.9987 | 379.4153 | 0.1019 | 14.57% | 8.816% | -0.06367% | -0.05999% | 20599.9001 | 2940.1 | 151690.2622 | 146031.3877 | 147349.7756 | -1400.3866 | 100.9% | 1318.3879 | 0.070147 | 15.67% | 9.859% | 1.034% | 0.9829%
617 | 132515.4834 | 7076.2457 | 139591.7292 | 131129.2455 | 101.1% | 1386.2379 | 250.6305 | 0.066079 | 15.84% | 10.03% | 1.211% | 1.151% | 12122.5344 | 4507.5177 | 137023.0011 | 131110.8607 | 132506.291 | -9.1924 | 101.1% | 1395.4304 | 0.06589 | 15.85% | 10.03% | 1.22% | 1.159%
618 | 134137.3278 | 8030.1187 | 142167.4465 | 131432.9306 | 102.1% | 2704.3972 | 162.8128 | 0.043144 | 16.99% | 11.12% | 2.358% | 2.24% | 7971.3333 | 3046.1638 | 137183.4916 | 131269.0524 | 134055.3887 | -81.9391 | 102.1% | 2786.3363 | 0.041952 | 17.07% | 11.19% | 2.433% | 2.311%
619 | 137427.9999 | 4722.3436 | 142150.3435 | 136028.5225 | 101% | 1399.4773 | 253.9158 | 0.066826 | 15.81% | 9.996% | 1.179% | 1.12% | 12736.7281 | 1000 | 138427.9999 | 140493.2779 | 138427.9999 | 1000 | 98.53% | -2065.278 | 0.17846 | 12.95% | 7.276% | -1.686% | -1.601%
620 | 133600.0677 | 3632.4565 | 137232.5242 | 132391.8447 | 100.9% | 1208.223 | 267.3658 | 0.069889 | 15.68% | 9.87% | 1.046% | 0.9936% | 13037.8304 | 1299.0825 | 134899.1502 | 134821.9508 | 134899.1502 | 1299.0825 | 100.1% | 77.1994 | 0.098032 | 14.7% | 8.939% | 0.06512% | 0.06234%
621 | 133339.1521 | 3907.1832 | 137246.3353 | 132992.8081 | 100.3% | 346.3439 | 342.8785 | 0.091051 | 14.93% | 9.16% | 0.298% | 0.2835% | 16687.4802 | 2082.1257 | 135421.2777 | 132986.9052 | 133336.2006 | -2.9515 | 100.3% | 349.2954 | 0.090975 | 14.93% | 9.162% | 0.3006% | 0.286%
622 | 138678.0881 | 4952.7889 | 143630.8769 | 136659.165 | 101.5% | 2018.9231 | 201.9878 | 0.055003 | 16.33% | 10.48% | 1.693% | 1.608% | 10224.117 | 3316.9944 | 141995.0825 | 139959.55 | 141978.4731 | 3300.385 | 101.4% | 2018.9231 | 0.055921 | 16.29% | 10.45% | 1.653% | 1.571%
623 | 141488.3211 | 4355.0061 | 145843.3272 | 140494.4779 | 100.7% | 993.8432 | 291.1296 | 0.075693 | 15.44% | 9.646% | 0.8104% | 0.7702% | 15034.8756 | 6429.5501 | 147917.8712 | 141539.1231 | 142532.9663 | 1044.6451 | 100.7% | 993.8432 | 0.075872 | 15.44% | 9.641% | 0.8044% | 0.7645%
624 | 137130.5305 | 6823.218 | 143953.7485 | 135611.5736 | 101.1% | 1518.9569 | 243.3431 | 0.06442 | 15.92% | 10.1% | 1.283% | 1.219% | 12179.9635 | 5616.252 | 142746.7825 | 134282.7244 | 136466.1059 | -664.4246 | 101.6% | 2183.3815 | 0.051085 | 16.5% | 10.65% | 1.863% | 1.77%
625 | 132089.3746 | 6992.9669 | 139082.3415 | 131280.0503 | 100.6% | 809.3242 | 301.6526 | 0.078816 | 15.34% | 9.547% | 0.7062% | 0.6712% | 14543.4631 | 6023.0572 | 138112.4318 | 129345.2595 | 131121.9791 | -967.3954 | 101.4% | 1776.7197 | 0.057737 | 16.21% | 10.37% | 1.574% | 1.496%
626 | 136423.2358 | 4019.1542 | 140442.39 | 135377.1961 | 100.8% | 1046.0397 | 283.5734 | 0.073577 | 15.52% | 9.717% | 0.8852% | 0.8413% | 14120.3885 | 1443.2272 | 137866.463 | 138146.9311 | 137866.463 | 1443.2272 | 99.8% | -280.4681 | 0.10829 | 14.4% | 8.655% | -0.2332% | -0.221%
627 | 126014.8355 | 6102.1431 | 132116.9787 | 124218.2624 | 101.4% | 1796.5731 | 205.5718 | 0.055821 | 16.29% | 10.45% | 1.657% | 1.575% | 9455.359 | 3367.0643 | 129381.8999 | 125399.5496 | 127196.1227 | 1181.2872 | 101.4% | 1796.5731 | 0.05618 | 16.28% | 10.44% | 1.642% | 1.56%
628 | 141641.6876 | 4046.9054 | 145688.5929 | 141640.765 | 100% | 0.92255 | 372.9541 | 0.099978 | 14.63% | 8.877% | 0.0002322% | 0.0007091% | 19281.436 | 1000 | 142641.6876 | 141463.0525 | 141552.8313 | -88.8563 | 100.1% | 89.7788 | 0.097819 | 14.71% | 8.945% | 0.07224% | 0.0691%
629 | 138034.599 | 3813.1105 | 141847.7095 | 137557.4491 | 100.3% | 477.1499 | 332.8732 | 0.088081 | 15.03% | 9.254% | 0.3971% | 0.3777% | 16771.0246 | 1000 | 139034.599 | 139040.342 | 139034.599 | 1000 | 100% | -5.7429 | 0.10014 | 14.63% | 8.872% | -0.005249% | -0.004497%
630 | 134390.905 | 4698.4998 | 139089.4047 | 132785.3395 | 101.2% | 1605.5654 | 233.0391 | 0.062072 | 16.02% | 10.19% | 1.386% | 1.316% | 11431.1917 | 3321.2255 | 137712.1304 | 137271.639 | 137712.1304 | 3321.2255 | 100.3% | 440.4914 | 0.088974 | 15% | 9.226% | 0.3673% | 0.3494%
631 | 134714.6701 | 3700.9525 | 138415.6226 | 133569.9697 | 100.9% | 1144.7004 | 273.807 | 0.071355 | 15.62% | 9.809% | 0.9819% | 0.9331% | 13463.3236 | 3065.85 | 137780.5201 | 133885.3973 | 135030.0977 | 315.4276 | 100.9% | 1144.7004 | 0.071408 | 15.61% | 9.807% | 0.9796% | 0.9309%
632 | 129221.4899 | 6461.0745 | 135682.5644 | 126836.7658 | 101.9% | 2384.7241 | 174.4418 | 0.046398 | 16.79% | 10.92% | 2.155% | 2.047% | 8227.6936 | 3541.1841 | 132762.674 | 129042.8492 | 131427.5734 | 2206.0834 | 101.8% | 2384.7241 | 0.046988 | 16.75% | 10.89% | 2.118% | 2.012%
633 | 144622.4803 | 1553.5834 | 146176.0636 | 144475.9707 | 100.1% | 146.5096 | 361.2962 | 0.096515 | 14.75% | 8.987% | 0.1157% | 0.1104% | 19071.8167 | 1000 | 145622.4803 | 144859.7078 | 145006.2174 | 383.7371 | 100.1% | 146.5096 | 0.096525 | 14.75% | 8.986% | 0.1154% | 0.1101%
634 | 140764.4437 | 4331.2137 | 145095.6573 | 139361.9401 | 101% | 1402.5036 | 256.5142 | 0.067417 | 15.79% | 9.972% | 1.153% | 1.096% | 13179.4502 | 5468.1286 | 146232.5722 | 138555.3001 | 140361.1237 | -403.32 | 101.3% | 1805.8236 | 0.05959 | 16.13% | 10.3% | 1.494% | 1.419%
635 | 136336.9365 | 3573.4452 | 139910.3817 | 135982.806 | 100.3% | 354.1306 | 342.8785 | 0.091051 | 14.93% | 9.16% | 0.298% | 0.2835% | 17062.6549 | 4404.6691 | 140741.6057 | 135456.3375 | 136073.7023 | -263.2342 | 100.5% | 617.3648 | 0.084339 | 15.16% | 9.372% | 0.5219% | 0.4962%
636 | 136148.5148 | 3862.3692 | 140010.884 | 134499.1976 | 101.2% | 1649.3173 | 231.0579 | 0.061621 | 16.04% | 10.21% | 1.405% | 1.335% | 11482.241 | 1881.3123 | 138029.8271 | 133820.9388 | 135809.3854 | -339.1294 | 101.5% | 1988.4467 | 0.054777 | 16.34% | 10.49% | 1.703% | 1.618%
637 | 134199.9521 | 4301.2805 | 138501.2326 | 132424.3144 | 101.3% | 1775.6377 | 217.7872 | 0.0586 | 16.17% | 10.34% | 1.537% | 1.46% | 10667.8671 | 1000 | 135199.9521 | 129866.2059 | 132920.8979 | -1279.0542 | 102.4% | 3054.692 | 0.037743 | 17.33% | 11.44% | 2.696% | 2.561%
638 | 130550.5564 | 5053.5699 | 135604.1263 | 130854.1843 | 99.77% | -303.6279 | 399.9038 | 0.10972 | 14.37% | 8.624% | -0.2665% | -0.2526% | 19055.7949 | 1000 | 131550.5564 | 130509.3804 | 130378.1544 | -172.402 | 99.9% | -131.226 | 0.10347 | 14.52% | 8.767% | -0.1158% | -0.1095%
639 | 139218.5362 | 4881.2566 | 144099.7928 | 139111.9953 | 100.1% | 106.5409 | 364.1634 | 0.097368 | 14.72% | 8.96% | 0.08728% | 0.08338% | 18504.8775 | 4218.5541 | 143437.0903 | 138124.5392 | 138724.8081 | -493.7281 | 100.4% | 600.269 | 0.085067 | 15.13% | 9.349% | 0.4977% | 0.4732%
640 | 133564.3875 | 6036.8085 | 139601.1959 | 132015.3749 | 101.2% | 1549.0125 | 237.1806 | 0.063016 | 15.98% | 10.15% | 1.345% | 1.278% | 11562.7911 | 5450.5389 | 139014.9264 | 130432.7891 | 132773.0945 | -791.2929 | 101.8% | 2340.3054 | 0.047973 | 16.69% | 10.83% | 2.056% | 1.954%
641 | 135994.6183 | 5419.0423 | 141413.6606 | 134385.5096 | 101.2% | 1609.1088 | 234.393 | 0.062382 | 16.01% | 10.18% | 1.372% | 1.304% | 11634.81 | 2307.0843 | 138301.7026 | 130315.1474 | 133959.4372 | -2035.1811 | 102.8% | 3644.2898 | 0.031284 | 17.84% | 11.92% | 3.205% | 3.045%
642 | 136714.9497 | 4692.4517 | 141407.4014 | 135957.7794 | 100.6% | 757.1703 | 308.5518 | 0.080863 | 15.27% | 9.483% | 0.6379% | 0.6063% | 15397.0296 | 3737.6176 | 140452.5672 | 135359.3025 | 136415.7112 | -299.2384 | 100.8% | 1056.4087 | 0.073373 | 15.53% | 9.726% | 0.8941% | 0.8497%
643 | 127497.2774 | 8374.8464 | 135872.1238 | 125767.6553 | 101.4% | 1729.6221 | 213.805 | 0.057694 | 16.21% | 10.37% | 1.576% | 1.497% | 9949.7376 | 3989.6591 | 131486.9365 | 125374.6804 | 127300.79 | -196.4874 | 101.5% | 1926.1095 | 0.053449 | 16.39% | 10.55% | 1.761% | 1.673%
644 | 126643.8664 | 8234.0048 | 134877.8712 | 124495.0318 | 101.7% | 2148.8346 | 184.5457 | 0.049224 | 16.61% | 10.76% | 1.978% | 1.879% | 8530.6266 | 4331.98 | 130975.8464 | 124713.693 | 126862.5276 | 218.6612 | 101.7% | 2148.8346 | 0.04928 | 16.61% | 10.75% | 1.975% | 1.876%
645 | 133987.3605 | 5070.2998 | 139057.6603 | 132699.831 | 101% | 1287.5295 | 260.6956 | 0.068369 | 15.75% | 9.933% | 1.112% | 1.056% | 12749.4168 | 1012.6388 | 134999.9993 | 132607.3093 | 133941.0997 | -46.2608 | 101% | 1333.7903 | 0.067432 | 15.79% | 9.971% | 1.152% | 1.095%
646 | 143430.7629 | 1765.7106 | 145196.4735 | 141805.8833 | 101.1% | 1624.8796 | 240.3664 | 0.063741 | 15.95% | 10.12% | 1.313% | 1.248% | 12583.7144 | 1000 | 144430.7629 | 143488.3505 | 144430.7629 | 1000 | 100.7% | 942.4124 | 0.077431 | 15.39% | 9.591% | 0.7524% | 0.7151%
647 | 139868.7751 | 3059.9171 | 142928.6922 | 139344.2906 | 100.4% | 524.4845 | 329.4584 | 0.087066 | 15.06% | 9.286% | 0.431% | 0.4098% | 16819.5446 | 2612.2219 | 142480.997 | 138878.0772 | 139635.6684 | -233.1067 | 100.5% | 757.5912 | 0.081255 | 15.26% | 9.47% | 0.6248% | 0.5939%
648 | 139810.6948 | 6553.6263 | 146364.3211 | 136586.6932 | 102.4% | 3224.0016 | 142.9626 | 0.037592 | 17.34% | 11.45% | 2.705% | 2.57% | 7295.5122 | 5723.2749 | 145533.9697 | 139666.3257 | 142890.3273 | 3079.6325 | 102.3% | 3224.0016 | 0.038546 | 17.28% | 11.39% | 2.646% | 2.513%
649 | 132930.7013 | 5991.9103 | 138922.6116 | 130862.7648 | 101.6% | 2067.9365 | 194.103 | 0.052291 | 16.44% | 10.6% | 1.811% | 1.72% | 9417.8205 | 3192.3011 | 136123.0024 | 130415.197 | 132706.9174 | -223.7839 | 101.8% | 2291.7204 | 0.048652 | 16.65% | 10.79% | 2.014% | 1.913%
650 | 135971.605 | 3857.3505 | 139828.9555 | 134546.0557 | 101.1% | 1425.5494 | 250.3617 | 0.066016 | 15.85% | 10.03% | 1.214% | 1.154% | 12425.3605 | 1000 | 136971.605 | 134770.1092 | 136195.6585 | 224.0535 | 101.1% | 1425.5494 | 0.066063 | 15.85% | 10.03% | 1.212% | 1.152%
651 | 130676.5883 | 4506.6426 | 135183.2309 | 127850.9899 | 102.2% | 2825.5985 | 152.8174 | 0.040348 | 17.17% | 11.28% | 2.533% | 2.406% | 7288.9251 | 4103.0273 | 134779.6156 | 126032.8924 | 129767.5396 | -909.0487 | 103% | 3734.6472 | 0.029182 | 18.03% | 12.1% | 3.396% | 3.226%
652 | 133315.7516 | 6059.8069 | 139375.5585 | 132041.8313 | 101% | 1273.9203 | 261.3327 | 0.068514 | 15.74% | 9.927% | 1.105% | 1.05% | 12716.5146 | 3309.3215 | 136625.0732 | 132844.3439 | 134118.2642 | 802.5126 | 101% | 1273.9203 | 0.068667 | 15.73% | 9.92% | 1.099% | 1.044%
653 | 131097.1427 | 7080.6238 | 138177.7665 | 130258.8491 | 100.6% | 838.2935 | 298.5166 | 0.077886 | 15.37% | 9.577% | 0.7372% | 0.7007% | 14284.1566 | 3623.3275 | 134720.4702 | 129575.4351 | 130755.4357 | -341.707 | 100.9% | 1180.0005 | 0.06994 | 15.68% | 9.868% | 1.043% | 0.9915%
654 | 135750.6156 | 3893.2657 | 139643.8813 | 134709.7333 | 100.8% | 1040.8823 | 283.5734 | 0.073577 | 15.52% | 9.717% | 0.8852% | 0.8413% | 14050.7694 | 3280.7028 | 139031.3184 | 134698.789 | 135745.1435 | -5.4721 | 100.8% | 1046.3544 | 0.073468 | 15.52% | 9.722% | 0.89% | 0.8458%
655 | 132129.8462 | 5576.6543 | 137706.5006 | 130409.8347 | 101.3% | 1720.0115 | 220.3259 | 0.059179 | 16.14% | 10.31% | 1.511% | 1.436% | 10625.7426 | 3706.5056 | 135836.3519 | 127918.5058 | 130884.1818 | -1245.6645 | 102.3% | 2965.676 | 0.038362 | 17.29% | 11.4% | 2.657% | 2.524%
656 | 128930.9672 | 8319.6558 | 137250.623 | 127669.9134 | 101% | 1261.0538 | 258.6746 | 0.067908 | 15.77% | 9.952% | 1.132% | 1.075% | 12173.1747 | 3864.3168 | 132795.284 | 127178.2813 | 128685.1511 | -245.816 | 101.2% | 1506.8698 | 0.062713 | 15.99% | 10.17% | 1.358% | 1.29%
657 | 133749.5487 | 4284.1959 | 138033.7446 | 132740.5402 | 100.8% | 1009.0084 | 285.0269 | 0.073908 | 15.5% | 9.704% | 0.8709% | 0.8276% | 13914.6086 | 2962.7726 | 136712.3213 | 134701.1026 | 135710.111 | 1960.5623 | 100.7% | 1009.0084 | 0.07426 | 15.49% | 9.692% | 0.8582% | 0.8156%
658 | 131013.8677 | 7529.5326 | 138543.4004 | 128959.8136 | 101.6% | 2054.0542 | 193.2777 | 0.05196 | 16.46% | 10.61% | 1.825% | 1.734% | 9242.5507 | 3338.7864 | 134352.6541 | 126774.7715 | 129921.3467 | -1092.521 | 102.5% | 3146.5752 | 0.035362 | 17.48% | 11.58% | 2.845% | 2.702%
659 | 133228.5587 | 3890.2032 | 137118.7619 | 131977.152 | 100.9% | 1251.4067 | 263.2442 | 0.068951 | 15.72% | 9.909% | 1.086% | 1.032% | 12801.149 | 1000 | 134228.5587 | 128503.1841 | 131491.5747 | -1736.984 | 102.3% | 2988.3906 | 0.038231 | 17.3% | 11.41% | 2.665% | 2.532%
660 | 131925.8781 | 7646.1701 | 139572.0482 | 129266.0669 | 102.1% | 2659.8113 | 162.8128 | 0.043144 | 16.99% | 11.12% | 2.358% | 2.24% | 7839.9142 | 4657.6763 | 136583.5545 | 128712.4753 | 131649.0823 | -276.7958 | 102.3% | 2936.6071 | 0.039038 | 17.25% | 11.36% | 2.615% | 2.484%
661 | 126186.009 | 7639.6259 | 133825.6349 | 123588.0054 | 102.1% | 2598.0036 | 159.8858 | 0.042327 | 17.04% | 11.16% | 2.409% | 2.289% | 7364.0049 | 1000 | 127186.009 | 127145.0069 | 127186.009 | 1000 | 100% | 41.0021 | 0.098892 | 14.67% | 8.911% | 0.03645% | 0.03511%
662 | 133610.6753 | 5178.7083 | 138789.3836 | 131348.2071 | 101.7% | 2262.4682 | 184.7756 | 0.049289 | 16.61% | 10.75% | 1.974% | 1.875% | 9011.1172 | 3521.5469 | 137132.2221 | 131943.7445 | 134206.2127 | 595.5374 | 101.7% | 2262.4682 | 0.049432 | 16.6% | 10.74% | 1.965% | 1.867%
663 | 134351.6078 | 5701.6713 | 140053.2791 | 132261.567 | 101.6% | 2090.0408 | 194.103 | 0.052291 | 16.44% | 10.6% | 1.811% | 1.72% | 9518.4883 | 1944.9667 | 136296.5745 | 130551.1862 | 133496.4174 | -855.1904 | 102.3% | 2945.2312 | 0.039506 | 17.22% | 11.33% | 2.586% | 2.456%
664 | 125717.2206 | 6133.4983 | 131850.7189 | 122778.1916 | 102.4% | 2939.029 | 140.7712 | 0.03698 | 17.38% | 11.48% | 2.744% | 2.606% | 6459.5387 | 3802.5269 | 129519.7475 | 123776.8388 | 126715.8679 | 998.6473 | 102.4% | 2939.029 | 0.037334 | 17.35% | 11.46% | 2.721% | 2.585%
665 | 126824.0307 | 4064.8728 | 130888.9035 | 124329.5307 | 102% | 2494.5 | 166.1691 | 0.044084 | 16.93% | 11.06% | 2.299% | 2.184% | 7692.0979 | 4035.294 | 130859.3246 | 124819.9045 | 127314.4045 | 490.3739 | 102% | 2494.5 | 0.044228 | 16.92% | 11.05% | 2.29% | 2.176%
666 | 126141.9997 | 4882.9161 | 131024.9158 | 125945.6768 | 100.2% | 196.3229 | 354.9844 | 0.094644 | 14.81% | 9.046% | 0.1782% | 0.1697% | 16344.131 | 3114.3129 | 129256.3126 | 125677.8937 | 126008.1082 | -133.8915 | 100.3% | 330.2145 | 0.090971 | 14.93% | 9.162% | 0.3007% | 0.2861%
667 | 132943.5505 | 7838.3995 | 140781.9499 | 132093.4502 | 100.6% | 850.1003 | 298.5166 | 0.077886 | 15.37% | 9.577% | 0.7372% | 0.7007% | 14485.3385 | 5748.8974 | 138692.4478 | 129830.0273 | 131811.839 | -1131.7115 | 101.5% | 1981.8117 | 0.053708 | 16.38% | 10.54% | 1.749% | 1.662%
668 | 131383.5548 | 6342.0685 | 137725.6233 | 129662.1135 | 101.3% | 1721.4413 | 219.3204 | 0.058949 | 16.15% | 10.32% | 1.521% | 1.445% | 10517.5074 | 2051.1823 | 133434.7371 | 131170.7228 | 132892.1641 | 1508.6093 | 101.3% | 1721.4413 | 0.059351 | 16.14% | 10.31% | 1.504% | 1.429%
669 | 132658.3384 | 3879.2578 | 136537.5962 | 131317.8251 | 101% | 1340.5134 | 254.8417 | 0.067037 | 15.8% | 9.988% | 1.17% | 1.111% | 12339.5099 | 4522.8722 | 137181.2106 | 133408.3267 | 134748.84 | 2090.5016 | 101% | 1340.5134 | 0.067458 | 15.78% | 9.97% | 1.151% | 1.094%
670 | 136021.3295 | 3886.3237 | 139907.6532 | 135424.1657 | 100.4% | 597.1637 | 321.9818 | 0.084848 | 15.14% | 9.356% | 0.505% | 0.4801% | 15985.6835 | 4331.2667 | 140352.5961 | 132378.5549 | 134498.5241 | -1522.8054 | 101.6% | 2119.9692 | 0.051732 | 16.47% | 10.62% | 1.835% | 1.744%
671 | 133433.3028 | 3379.2288 | 136812.5316 | 133101.1771 | 100.2% | 332.1258 | 344.1428 | 0.091426 | 14.92% | 9.148% | 0.2855% | 0.2717% | 16760.8412 | 1922.2005 | 135355.5034 | 133575.7721 | 133907.8979 | 474.5951 | 100.2% | 332.1258 | 0.091456 | 14.92% | 9.147% | 0.2845% | 0.2707%
672 | 125375.9929 | 4356.6233 | 129732.6162 | 123878.1284 | 101.2% | 1497.8645 | 233.0391 | 0.062072 | 16.02% | 10.19% | 1.386% | 1.316% | 10664.3899 | 5872.8023 | 131248.7952 | 121342.3043 | 124108.0808 | -1267.9121 | 102.3% | 2765.7765 | 0.039079 | 17.25% | 11.36% | 2.612% | 2.482%
673 | 128569.3067 | 8686.8963 | 137256.203 | 127116.2553 | 101.1% | 1453.0514 | 240.6849 | 0.063814 | 15.94% | 10.12% | 1.31% | 1.245% | 11294.8137 | 4242.3408 | 132811.6475 | 126349.568 | 128185.963 | -383.3436 | 101.5% | 1836.395 | 0.055633 | 16.3% | 10.46% | 1.666% | 1.582%
674 | 128078.6663 | 7688.9908 | 135767.6571 | 125496.4202 | 102.1% | 2582.2461 | 162.8128 | 0.043144 | 16.99% | 11.12% | 2.358% | 2.24% | 7611.2872 | 1584.8272 | 129663.4935 | 124264.8907 | 127462.9015 | -615.7647 | 102.6% | 3198.0108 | 0.034095 | 17.58% | 11.68% | 2.95% | 2.802%
675 | 134256.0097 | 4130.9541 | 138386.9638 | 133231.5844 | 100.8% | 1024.4253 | 284.0114 | 0.073677 | 15.51% | 9.713% | 0.8809% | 0.8372% | 13917.537 | 1223.2306 | 135479.2403 | 130938.5541 | 133109.4945 | -1146.5152 | 101.7% | 2170.9404 | 0.050472 | 16.53% | 10.68% | 1.9% | 1.805%
676 | 138771.5072 | 2102.5986 | 140874.1058 | 138663.6945 | 100.1% | 107.8127 | 364.034 | 0.097328 | 14.72% | 8.961% | 0.08861% | 0.08465% | 18438.9031 | 2277.0252 | 141048.5324 | 137820.2959 | 138349.8079 | -421.6993 | 100.4% | 529.512 | 0.086798 | 15.07% | 9.295% | 0.4399% | 0.4183%
677 | 125887.186 | 5722.1448 | 131609.3308 | 123527.8297 | 101.9% | 2359.3563 | 172.4867 | 0.045851 | 16.82% | 10.96% | 2.189% | 2.08% | 7925.56 | 3179.4184 | 129066.6044 | 120762.9892 | 124504.7657 | -1382.4202 | 103.1% | 3741.7766 | 0.027478 | 18.18% | 12.25% | 3.551% | 3.373%
678 | 136706.6852 | 4882.3816 | 141589.0668 | 134563.6447 | 101.6% | 2143.0405 | 193.2909 | 0.051965 | 16.46% | 10.61% | 1.825% | 1.734% | 9644.8161 | 5350.7684 | 142057.4536 | 134385.8351 | 136617.7804 | -88.9048 | 101.7% | 2231.9453 | 0.05042 | 16.54% | 10.68% | 1.903% | 1.808%
679 | 133274.6229 | 4271.6225 | 137546.2454 | 130602.8285 | 102% | 2671.7943 | 163.588 | 0.043362 | 16.98% | 11.1% | 2.345% | 2.227% | 7957.7782 | 3268.0545 | 136542.6773 | 136057.1072 | 136542.6773 | 3268.0545 | 100.4% | 485.5701 | 0.087737 | 15.04% | 9.265% | 0.4086% | 0.3886%
680 | 128297.7015 | 6142.2101 | 134439.9116 | 126876.5834 | 101.1% | 1421.1181 | 243.3431 | 0.06442 | 15.92% | 10.1% | 1.283% | 1.219% | 11395.4297 | 1597.4599 | 129895.1614 | 126701.2795 | 128210.0496 | -87.652 | 101.2% | 1508.7701 | 0.062556 | 16% | 10.17% | 1.365% | 1.297%
681 | 130058.1887 | 7695.7508 | 137753.9395 | 129084.5458 | 100.8% | 973.6429 | 285.7038 | 0.074082 | 15.5% | 9.697% | 0.8641% | 0.8212% | 13562.7156 | 2968.8021 | 133026.9908 | 128083.0098 | 129557.4207 | -500.768 | 101.2% | 1474.4109 | 0.063601 | 15.95% | 10.13% | 1.319% | 1.253%
682 | 129221.2395 | 5081.7341 | 134302.9736 | 127900.4129 | 101% | 1320.8266 | 253.4678 | 0.066723 | 15.82% | 10% | 1.183% | 1.124% | 11955.0012 | 1000 | 130221.2395 | 125796.7773 | 128169.4217 | -1051.8178 | 101.9% | 2372.6444 | 0.046289 | 16.79% | 10.93% | 2.162% | 2.054%
683 | 138057.2664 | 3967.1628 | 142024.4293 | 136879.7412 | 100.9% | 1177.5253 | 273.4287 | 0.071269 | 15.62% | 9.813% | 0.9856% | 0.9366% | 13778.3177 | 2309.0389 | 140366.3053 | 139673.4895 | 140366.3053 | 2309.0389 | 100.5% | 692.8158 | 0.082955 | 15.2% | 9.416% | 0.5681% | 0.5401%
684 | 137408.2287 | 5779.305 | 143187.5336 | 136286.7469 | 100.8% | 1121.4817 | 277.7593 | 0.072254 | 15.58% | 9.772% | 0.9428% | 0.8959% | 13930.7426 | 3354.1269 | 140762.3556 | 137754.0286 | 138875.5103 | 1467.2817 | 100.8% | 1121.4817 | 0.072485 | 15.57% | 9.763% | 0.9327% | 0.8864%
685 | 128470.0418 | 4449.1921 | 132919.234 | 127156.4274 | 101% | 1313.6145 | 253.4181 | 0.066714 | 15.82% | 10% | 1.184% | 1.125% | 11883.1694 | 1000 | 129470.0418 | 130078.5557 | 129470.0418 | 1000 | 99.53% | -608.5139 | 0.12134 | 14.1% | 8.367% | -0.5368% | -0.5093%
686 | 135895.2168 | 3750.4873 | 139645.7041 | 134948.4 | 100.7% | 946.8168 | 291.7966 | 0.075891 | 15.44% | 9.64% | 0.8038% | 0.7639% | 14473.6248 | 5072.286 | 140967.5028 | 136211.053 | 137157.8698 | 1262.6529 | 100.7% | 946.8168 | 0.076115 | 15.43% | 9.633% | 0.7963% | 0.7568%
687 | 131315.4074 | 7812.6401 | 139128.0475 | 129887.5932 | 101.1% | 1427.8142 | 245.7623 | 0.064969 | 15.89% | 10.07% | 1.26% | 1.197% | 11779.4153 | 3945.8533 | 135261.2607 | 128956.3358 | 130849.7787 | -465.6287 | 101.5% | 1893.4429 | 0.055242 | 16.32% | 10.47% | 1.683% | 1.599%
688 | 125855.8413 | 7965.5596 | 133821.4009 | 123160.8165 | 102.2% | 2695.0248 | 154.2492 | 0.040749 | 17.14% | 11.26% | 2.508% | 2.382% | 7085.8033 | 5533.4865 | 131389.3279 | 124656.9759 | 127352.0007 | 1496.1593 | 102.2% | 2695.0248 | 0.041231 | 17.11% | 11.23% | 2.478% | 2.354%
689 | 133380.8242 | 5148.1816 | 138529.0058 | 132022.5607 | 101% | 1358.2635 | 253.9158 | 0.066826 | 15.81% | 9.996% | 1.179% | 1.12% | 12361.6387 | 3047.6081 | 136428.4323 | 135769.8974 | 136428.4323 | 3047.6081 | 100.5% | 658.535 | 0.083333 | 15.19% | 9.404% | 0.5555% | 0.5281%
690 | 134933.8692 | 2908.6955 | 137842.5647 | 134304.3238 | 100.5% | 629.5455 | 318.7562 | 0.083893 | 15.17% | 9.387% | 0.5368% | 0.5104% | 15699.0183 | 2686.2103 | 137620.0795 | 132142.173 | 133852.7938 | -1081.0754 | 101.3% | 1710.6209 | 0.059822 | 16.12% | 10.29% | 1.483% | 1.409%
691 | 136536.4042 | 6206.2002 | 142742.6043 | 133972.5096 | 101.9% | 2563.8945 | 172.2398 | 0.045782 | 16.83% | 10.96% | 2.193% | 2.084% | 8583.7039 | 1480.256 | 138016.6602 | 135221.9265 | 137785.821 | 1249.4168 | 101.9% | 2563.8945 | 0.046106 | 16.81% | 10.94% | 2.173% | 2.064%
692 | 134899.9922 | 2039.6475 | 136939.6397 | 134326.6703 | 100.4% | 573.3219 | 323.6145 | 0.085334 | 15.12% | 9.341% | 0.4888% | 0.4647% | 15934.2922 | 1000 | 135899.9922 | 134416.5951 | 134989.917 | 89.9248 | 100.4% | 573.3219 | 0.085344 | 15.12% | 9.341% | 0.4884% | 0.4644%
693 | 134678.8684 | 4432.1103 | 139110.9787 | 131766.7293 | 102.2% | 2912.1391 | 152.8174 | 0.040348 | 17.17% | 11.28% | 2.533% | 2.406% | 7512.1657 | 1104.4982 | 135783.3666 | 131898.8281 | 134810.9672 | 132.0988 | 102.2% | 2912.1391 | 0.040389 | 17.16% | 11.28% | 2.53% | 2.404%
694 | 140690.3902 | 4509.3074 | 145199.6976 | 141843.111 | 99.19% | -1152.7208 | 467.1235 | 0.13834 | 13.7% | 7.991% | -0.9321% | -0.8848% | 23987.7225 | 1000 | 141690.3902 | 142507.3321 | 141690.3902 | 1000 | 99.43% | -816.9419 | 0.12654 | 13.98% | 8.252% | -0.6577% | -0.6241%
695 | 125736.2247 | 6656.6237 | 132392.8483 | 125022.989 | 100.6% | 713.2357 | 306.9788 | 0.080397 | 15.29% | 9.497% | 0.6534% | 0.6211% | 14088.4006 | 2071.7147 | 127807.9394 | 127056.1037 | 127769.3394 | 2033.1147 | 100.6% | 713.2357 | 0.080711 | 15.28% | 9.487% | 0.643% | 0.6112%
696 | 135267.665 | 4765.1462 | 140032.8113 | 133964.2322 | 101% | 1303.4328 | 260.377 | 0.068298 | 15.75% | 9.936% | 1.115% | 1.059% | 12855.5137 | 3926.2455 | 139193.9105 | 134156.4273 | 135459.8601 | 192.1951 | 101% | 1303.4328 | 0.068335 | 15.75% | 9.934% | 1.113% | 1.058%
697 | 127931.2038 | 3360.6967 | 131291.9005 | 127650.4989 | 100.2% | 280.7049 | 347.5775 | 0.092444 | 14.88% | 9.116% | 0.2516% | 0.2394% | 16230.0918 | 2577.2387 | 130508.4425 | 127642.0208 | 127926.9647 | -4.2391 | 100.2% | 284.9439 | 0.092329 | 14.89% | 9.119% | 0.2554% | 0.2431%
698 | 128222.1716 | 9895.8777 | 138118.0493 | 126853.1253 | 101.1% | 1369.0463 | 248.0719 | 0.065497 | 15.87% | 10.05% | 1.237% | 1.175% | 11610.0377 | 7490.953 | 135713.1246 | 124989.8114 | 127290.5146 | -931.657 | 101.8% | 2300.7032 | 0.047121 | 16.74% | 10.88% | 2.11% | 2.004%
699 | 132589.0309 | 6454.2202 | 139043.2511 | 131024.0651 | 101.2% | 1564.9659 | 234.7415 | 0.062461 | 16% | 10.18% | 1.369% | 1.3% | 11360.3131 | 2599.0204 | 135188.0514 | 131665.7056 | 133230.6715 | 641.6405 | 101.2% | 1564.9659 | 0.062614 | 16% | 10.17% | 1.362% | 1.294%
700 | 133911.835 | 6551.6097 | 140463.4447 | 132070.1883 | 101.4% | 1841.6467 | 211.5849 | 0.057188 | 16.23% | 10.39% | 1.598% | 1.518% | 10341.8093 | 2444.5001 | 136356.335 | 131536.5581 | 133645.0199 | -266.8151 | 101.6% | 2108.4617 | 0.051692 | 16.47% | 10.62% | 1.837% | 1.745%
701 | 135986.2612 | 4155.9203 | 140142.1815 | 134708.9516 | 100.9% | 1277.3096 | 263.2442 | 0.068951 | 15.72% | 9.909% | 1.086% | 1.032% | 13066.1204 | 5532.68 | 141518.9411 | 138617.4032 | 139894.7128 | 3908.4517 | 100.9% | 1277.3096 | 0.069655 | 15.69% | 9.879% | 1.056% | 1.003%
702 | 133917.3579 | 7680.426 | 141597.7838 | 131217.3956 | 102.1% | 2699.9623 | 162.8128 | 0.043144 | 16.99% | 11.12% | 2.358% | 2.24% | 7958.2612 | 6704.6824 | 140622.0403 | 133882.1254 | 136582.0877 | 2664.7298 | 102% | 2699.9623 | 0.043895 | 16.94% | 11.07% | 2.311% | 2.196%
703 | 135295.3419 | 4546.7625 | 139842.1044 | 133917.5821 | 101% | 1377.7597 | 253.9158 | 0.066826 | 15.81% | 9.996% | 1.179% | 1.12% | 12539.0748 | 1000 | 136295.3419 | 134436.17 | 135813.9297 | 518.5878 | 101% | 1377.7597 | 0.06693 | 15.81% | 9.992% | 1.174% | 1.116%
704 | 137090.1898 | 4395.0308 | 141485.2205 | 135215.2908 | 101.4% | 1874.8989 | 212.4909 | 0.057395 | 16.22% | 10.39% | 1.589% | 1.51% | 10632.6009 | 1000 | 138090.1898 | 134265.7342 | 136615.4114 | -474.7783 | 101.8% | 2349.6773 | 0.048784 | 16.64% | 10.78% | 2.006% | 1.905%
705 | 136251.7003 | 5122.2444 | 141373.9446 | 134195.1215 | 101.5% | 2056.5788 | 197.2274 | 0.053548 | 16.39% | 10.54% | 1.756% | 1.669% | 9808.486 | 1000 | 137251.7003 | 130326.8791 | 134317.579 | -1934.1212 | 103.1% | 3990.7 | 0.027936 | 18.14% | 12.21% | 3.51% | 3.334%
706 | 136946.7436 | 3828.4801 | 140775.2238 | 135761.7571 | 100.9% | 1184.9865 | 271.9752 | 0.070937 | 15.63% | 9.827% | 1% | 0.9503% | 13594.8315 | 1000 | 137946.7436 | 134738.5763 | 136435.1532 | -511.5904 | 101.3% | 1696.5769 | 0.060754 | 16.08% | 10.25% | 1.443% | 1.371%
707 | 132828.7109 | 2522.0641 | 135350.7751 | 133923.814 | 99.18% | -1095.1031 | 467.7109 | 0.13859 | 13.7% | 7.986% | -0.9379% | -0.8903% | 22675.783 | 1000 | 133828.7109 | 136906.6959 | 133828.7109 | 1000 | 97.75% | -3077.9849 | 0.23773 | 12.06% | 6.428% | -2.578% | -2.448%
708 | 135634.0911 | 4347.2465 | 139981.3376 | 137310.2958 | 98.78% | -1676.2047 | 488.8166 | 0.16217 | 13.23% | 7.547% | -1.4% | -1.329% | 24199.5715 | 1388.3926 | 137022.4837 | 136647.5777 | 135302.732 | -331.3591 | 99.02% | -1344.8457 | 0.14679 | 13.5% | 7.805% | -1.129% | -1.072%
709 | 131304.6842 | 6142.9092 | 137447.5934 | 130925.6686 | 100.3% | 379.0156 | 339.5135 | 0.090053 | 14.96% | 9.191% | 0.3313% | 0.3152% | 16271.595 | 2563.2503 | 133867.9345 | 133420.2782 | 133799.2938 | 2494.6096 | 100.3% | 379.0156 | 0.090239 | 14.96% | 9.185% | 0.3251% | 0.3093%
710 | 131832.6736 | 3178.9462 | 135011.6198 | 131749.5286 | 100.1% | 83.1449 | 365.7264 | 0.097831 | 14.71% | 8.945% | 0.07183% | 0.06871% | 17598.3621 | 3598.1842 | 135430.8578 | 126818.3659 | 129367.0922 | -2465.5814 | 102% | 2548.7263 | 0.044022 | 16.94% | 11.06% | 2.303% | 2.188%
711 | 132484.3009 | 5610.9473 | 138095.2482 | 130759.6753 | 101.3% | 1724.6257 | 220.3259 | 0.059179 | 16.14% | 10.31% | 1.511% | 1.436% | 10654.2474 | 1804.7773 | 134289.0783 | 125313.3754 | 129761.151 | -2723.1499 | 103.5% | 4447.7756 | 0.022395 | 18.7% | 12.74% | 4.068% | 3.864%
712 | 131976.4595 | 6812.4525 | 138788.9119 | 130822.9442 | 100.9% | 1153.5153 | 270.9398 | 0.070703 | 15.64% | 9.836% | 1.01% | 0.96% | 13051.5513 | 6377.0281 | 138353.4875 | 131731.5184 | 132885.0337 | 908.5742 | 100.9% | 1153.5153 | 0.070863 | 15.64% | 9.83% | 1.003% | 0.9534%
713 | 133725.8408 | 3735.1367 | 137460.9775 | 132717.0113 | 100.8% | 1008.8296 | 285.0269 | 0.073908 | 15.5% | 9.704% | 0.8709% | 0.8276% | 13912.1422 | 3866.4158 | 137592.2567 | 133202.7831 | 134211.6127 | 485.7718 | 100.8% | 1008.8296 | 0.073981 | 15.5% | 9.701% | 0.8677% | 0.8246%
714 | 143861.4674 | 786.1282 | 144647.5956 | 145379.3176 | 98.96% | -1517.8502 | 488.8166 | 0.15063 | 13.44% | 7.739% | -1.197% | -1.137% | 25667.484 | 3188.9907 | 147050.4581 | 146511.8105 | 146511.8105 | 2650.3431 | 100% | 0 | 0.1 | 14.63% | 8.876% | -0.0005144% | 0%
715 | 132544.8295 | 5619.7018 | 138164.5314 | 131244.2375 | 101% | 1300.592 | 258.2963 | 0.067823 | 15.77% | 9.955% | 1.135% | 1.079% | 12496.0798 | 4234.0176 | 136778.8471 | 129667.9274 | 131756.6745 | -788.1551 | 101.6% | 2088.7471 | 0.051484 | 16.48% | 10.63% | 1.846% | 1.754%
716 | 139288.8295 | 1036.2231 | 140325.0526 | 137908.7953 | 101% | 1380.0342 | 257.1713 | 0.067567 | 15.78% | 9.966% | 1.147% | 1.09% | 13074.6973 | 1000 | 140288.8295 | 138124.9303 | 139504.9645 | 216.135 | 101% | 1380.0342 | 0.067609 | 15.78% | 9.964% | 1.145% | 1.088%
717 | 143103.1055 | 2715.4324 | 145818.5379 | 142566.4928 | 100.4% | 536.6127 | 329.4584 | 0.087066 | 15.06% | 9.286% | 0.431% | 0.4098% | 17208.4803 | 3317.4511 | 146420.5565 | 141298.5063 | 142469.1122 | -633.9932 | 100.8% | 1170.6059 | 0.072107 | 15.58% | 9.778% | 0.9492% | 0.902%
718 | 143985.0874 | 1870.1147 | 145855.2021 | 143897.4758 | 100.1% | 87.6117 | 365.9853 | 0.097908 | 14.7% | 8.942% | 0.06928% | 0.06629% | 19234.1929 | 1667.3041 | 145652.3916 | 141629.6037 | 142851.1514 | -1133.936 | 100.9% | 1221.5477 | 0.07121 | 15.62% | 9.815% | 0.9882% | 0.9391%
719 | 142350.2885 | 4249.2623 | 146599.5509 | 141472.5485 | 100.6% | 877.74 | 301.1947 | 0.078681 | 15.34% | 9.552% | 0.7107% | 0.6755% | 15649.4283 | 1165.8549 | 143516.1434 | 142015.16 | 142892.8999 | 542.6114 | 100.6% | 877.74 | 0.078762 | 15.34% | 9.549% | 0.708% | 0.6729%
720 | 137340.0102 | 4852.0668 | 142192.077 | 135552.2474 | 101.3% | 1787.7628 | 220.3358 | 0.05918 | 16.14% | 10.31% | 1.511% | 1.436% | 11045.2375 | 3827.1525 | 141167.1626 | 135551.8397 | 137339.8063 | -0.20384 | 101.3% | 1787.9666 | 0.059176 | 16.14% | 10.31% | 1.512% | 1.436%
721 | 139937.584 | 5416.9387 | 145354.5228 | 136545.0406 | 102.5% | 3392.5434 | 134.8248 | 0.035315 | 17.48% | 11.58% | 2.848% | 2.705% | 6886.4752 | 3951.3815 | 143888.9655 | 136783.7211 | 140176.2645 | 238.6804 | 102.5% | 3392.5434 | 0.035395 | 17.48% | 11.58% | 2.843% | 2.7%
722 | 140694.6729 | 4608.6025 | 145303.2755 | 141261.3435 | 99.6% | -566.6705 | 419.4763 | 0.11806 | 14.17% | 8.439% | -0.4604% | -0.4368% | 21541.6009 | 5366.1039 | 146060.7769 | 142472.0838 | 142472.0838 | 1777.4109 | 100% | 0 | 0.1 | 14.63% | 8.876% | -0.0005144% | 0%
723 | 133514.7046 | 5389.9074 | 138904.612 | 133412.5288 | 100.1% | 102.1759 | 364.1634 | 0.097368 | 14.72% | 8.96% | 0.08728% | 0.08338% | 17746.7262 | 4318.1114 | 137832.816 | 135298.5039 | 135400.6797 | 1885.9751 | 100.1% | 102.1759 | 0.097405 | 14.72% | 8.958% | 0.08605% | 0.08222%
724 | 129591.9801 | 6120.3901 | 135712.3701 | 127894.0128 | 101.3% | 1697.9673 | 219.3204 | 0.058949 | 16.15% | 10.32% | 1.521% | 1.445% | 10374.0884 | 3707.2264 | 133299.2064 | 125110.6385 | 128200.2929 | -1391.6871 | 102.5% | 3089.6545 | 0.035591 | 17.46% | 11.56% | 2.83% | 2.689%
725 | 129568.8584 | 3723.2431 | 133292.1015 | 128397.8428 | 100.9% | 1171.0156 | 267.4354 | 0.069904 | 15.68% | 9.869% | 1.045% | 0.993% | 12647.7265 | 1000 | 130568.8584 | 128349.0916 | 129544.4828 | -24.3756 | 100.9% | 1195.3912 | 0.069395 | 15.7% | 9.89% | 1.067% | 1.014%
726 | 124304.8541 | 9128.2422 | 133433.0963 | 122977.6336 | 101.1% | 1327.2205 | 248.0719 | 0.065497 | 15.87% | 10.05% | 1.237% | 1.175% | 11255.3393 | 4979.5358 | 129284.3899 | 124107.9474 | 125435.1679 | 1130.3138 | 101.1% | 1327.2205 | 0.065756 | 15.86% | 10.04% | 1.225% | 1.164%
727 | 134690.2178 | 7283.4615 | 141973.6793 | 133012.2121 | 101.3% | 1678.0057 | 226.9662 | 0.060691 | 16.08% | 10.25% | 1.446% | 1.374% | 11158.0969 | 6659.7803 | 141349.998 | 133511.6355 | 135189.6412 | 499.4234 | 101.3% | 1678.0057 | 0.060816 | 16.07% | 10.24% | 1.44% | 1.368%
728 | 127896.1271 | 8132.1237 | 136028.2508 | 125793.3688 | 101.7% | 2102.7583 | 188.1119 | 0.050223 | 16.55% | 10.7% | 1.916% | 1.82% | 8781.4553 | 5616.7212 | 133512.8483 | 126270.5239 | 128373.2822 | 477.1551 | 101.7% | 2102.7583 | 0.050338 | 16.54% | 10.69% | 1.908% | 1.813%
729 | 139980.8674 | 2529.0559 | 142509.9233 | 139599.6272 | 100.3% | 381.2402 | 341.415 | 0.090616 | 14.95% | 9.174% | 0.3125% | 0.2973% | 17443.9224 | 3026.5113 | 143007.3787 | 144819.1915 | 143007.3787 | 3026.5113 | 98.75% | -1811.8128 | 0.16416 | 13.2% | 7.514% | -1.435% | -1.362%
730 | 135923.7641 | 3434.8269 | 139358.591 | 133981.2855 | 101.4% | 1942.4786 | 205.1736 | 0.055728 | 16.29% | 10.45% | 1.661% | 1.579% | 10179.1059 | 1000 | 136923.7641 | 133685.5808 | 135775.9118 | -147.8523 | 101.6% | 2090.331 | 0.052729 | 16.43% | 10.58% | 1.792% | 1.702%
731 | 131204.2202 | 5085.4349 | 136289.6551 | 129665.9052 | 101.2% | 1538.315 | 235.6773 | 0.062673 | 15.99% | 10.17% | 1.359% | 1.292% | 11286.4776 | 3428.4059 | 134632.6261 | 128601.9561 | 130672.2457 | -531.9745 | 101.6% | 2070.2896 | 0.05151 | 16.48% | 10.63% | 1.845% | 1.753%
732 | 132041.7664 | 6227.2437 | 138269.0101 | 128640.0021 | 102.6% | 3401.7643 | 124.3446 | 0.033202 | 17.66% | 11.76% | 3.031% | 2.879% | 5992.818 | 1028.7703 | 133070.5367 | 126724.307 | 131083.9188 | -957.8476 | 103.4% | 4359.6119 | 0.023395 | 18.58% | 12.62% | 3.943% | 3.746%
733 | 133204.9504 | 4718.0387 | 137922.9891 | 132028.946 | 100.9% | 1176.0044 | 269.9044 | 0.070466 | 15.65% | 9.846% | 1.021% | 0.9698% | 13122.7007 | 3016.4157 | 136221.3661 | 134288.1503 | 135464.1547 | 2259.2043 | 100.9% | 1176.0044 | 0.070861 | 15.64% | 9.83% | 1.003% | 0.9535%
734 | 139893.4721 | 1956.5521 | 141850.0241 | 139429.0611 | 100.3% | 464.411 | 334.466 | 0.088555 | 15.01% | 9.239% | 0.3813% | 0.3626% | 17078.2098 | 1000 | 140893.4721 | 141126.4697 | 140893.4721 | 1000 | 99.83% | -232.9976 | 0.10642 | 14.44% | 8.696% | -0.1898% | -0.1798%
735 | 134635.7319 | 3350.89 | 137986.6219 | 135290.6994 | 99.52% | -654.9675 | 429.0834 | 0.12215 | 14.08% | 8.349% | -0.5555% | -0.5271% | 21086.0352 | 1152.9378 | 135788.6697 | 132000.9332 | 132990.8488 | -1644.8831 | 100.7% | 989.9156 | 0.074231 | 15.49% | 9.693% | 0.8592% | 0.8165%
736 | 130652.0257 | 5938.7284 | 136590.7541 | 129698.2951 | 100.7% | 953.7305 | 287.8941 | 0.074732 | 15.48% | 9.677% | 0.8424% | 0.8006% | 13729.0891 | 3382.1407 | 134034.1664 | 127192.9652 | 129399.3607 | -1252.665 | 101.7% | 2206.3955 | 0.049066 | 16.62% | 10.76% | 1.988% | 1.889%
737 | 127634.3604 | 9507.4764 | 137141.8368 | 126343.0035 | 101% | 1291.3569 | 254.6924 | 0.067003 | 15.8% | 9.989% | 1.171% | 1.113% | 11865.2365 | 5107.8523 | 132742.2128 | 122302.1741 | 125613.9457 | -2020.4147 | 102.7% | 3311.7716 | 0.032402 | 17.74% | 11.82% | 3.104% | 2.948%
738 | 139995.317 | 3093.8192 | 143089.1361 | 140230.2711 | 99.83% | -234.9541 | 392.4371 | 0.10655 | 14.44% | 8.694% | -0.1926% | -0.1824% | 20052.8651 | 2920.9757 | 142916.2927 | 133740.847 | 136750.6049 | -3244.712 | 102.3% | 3009.7579 | 0.039608 | 17.21% | 11.33% | 2.579% | 2.45%
739 | 135977.01 | 4686.2734 | 140663.2834 | 134602.9614 | 101% | 1374.0486 | 254.8417 | 0.067037 | 15.8% | 9.988% | 1.17% | 1.111% | 12648.2035 | 1535.5429 | 137512.5529 | 135665.5618 | 137039.6104 | 1062.6004 | 101% | 1374.0486 | 0.067247 | 15.79% | 9.979% | 1.161% | 1.103%
740 | 135283.9488 | 3865.2557 | 139149.2045 | 135071.8865 | 100.2% | 212.0622 | 354.855 | 0.094605 | 14.81% | 9.047% | 0.1795% | 0.1709% | 17522.2563 | 1000 | 136283.9488 | 133090.1012 | 134293.0561 | -990.8927 | 100.9% | 1202.9549 | 0.070119 | 15.67% | 9.86% | 1.036% | 0.9841%
741 | 134735.5472 | 4142.2211 | 138877.7683 | 133719.1004 | 100.8% | 1016.4468 | 285.0269 | 0.073908 | 15.5% | 9.704% | 0.8709% | 0.8276% | 14017.1868 | 3333.5758 | 138069.1231 | 139929.9022 | 138069.1231 | 3333.5758 | 98.67% | -1860.7792 | 0.1693 | 13.11% | 7.428% | -1.525% | -1.448%
742 | 124194.1031 | 7137.5921 | 131331.6953 | 122293.9997 | 101.6% | 1900.1034 | 195.8385 | 0.05299 | 16.41% | 10.57% | 1.781% | 1.692% | 8877.5254 | 2046.3845 | 126240.4877 | 121825.8201 | 123960.0133 | -234.0898 | 101.8% | 2134.1932 | 0.048751 | 16.64% | 10.78% | 2.008% | 1.907%
743 | 132637.1763 | 4530.5039 | 137167.6802 | 131362.6211 | 101% | 1274.5552 | 260.6956 | 0.068369 | 15.75% | 9.933% | 1.112% | 1.056% | 12620.9415 | 2349.8889 | 134987.0652 | 135438.594 | 134987.0652 | 2349.8889 | 99.67% | -451.5289 | 0.11472 | 14.25% | 8.513% | -0.3827% | -0.363%
744 | 133661.2974 | 2430.2054 | 136091.5028 | 131962.2759 | 101.3% | 1699.0215 | 223.9596 | 0.060007 | 16.11% | 10.28% | 1.475% | 1.402% | 10926.1787 | 2011.8032 | 135673.1006 | 133371.8878 | 135070.9093 | 1409.6119 | 101.3% | 1699.0215 | 0.060366 | 16.09% | 10.26% | 1.46% | 1.387%
745 | 129201.9388 | 3798.1582 | 133000.097 | 128311.4387 | 100.7% | 890.5001 | 292.6827 | 0.076152 | 15.43% | 9.632% | 0.7951% | 0.7556% | 13802.5367 | 3697.764 | 132899.7028 | 130132.7214 | 131023.2215 | 1821.2827 | 100.7% | 890.5001 | 0.076486 | 15.42% | 9.621% | 0.7839% | 0.745%
746 | 133962.1195 | 5098.5139 | 139060.6334 | 132130.0013 | 101.4% | 1832.1182 | 212.4909 | 0.057395 | 16.22% | 10.39% | 1.589% | 1.51% | 10389.9904 | 2411.6938 | 136373.8133 | 134133.6053 | 135965.7236 | 2003.604 | 101.4% | 1832.1182 | 0.057941 | 16.2% | 10.36% | 1.565% | 1.487%
747 | 132743.4323 | 5244.0845 | 137987.5168 | 130678.4091 | 101.6% | 2065.0232 | 194.103 | 0.052291 | 16.44% | 10.6% | 1.811% | 1.72% | 9404.553 | 1000 | 133743.4323 | 128412.2154 | 131610.3355 | -1133.0969 | 102.5% | 3198.1201 | 0.035206 | 17.49% | 11.59% | 2.854% | 2.712%
748 | 135115.182 | 2854.5461 | 137969.7281 | 134395.645 | 100.5% | 719.537 | 311.0407 | 0.081603 | 15.25% | 9.459% | 0.6132% | 0.5829% | 15339.6059 | 1998.7656 | 137113.9476 | 134441.5784 | 135161.1154 | 45.9334 | 100.5% | 719.537 | 0.081609 | 15.25% | 9.459% | 0.613% | 0.5827%
749 | 130795.6445 | 5063.0572 | 135858.7017 | 127620.8078 | 102.5% | 3174.8367 | 134.6183 | 0.035257 | 17.48% | 11.58% | 2.851% | 2.709% | 6426.7309 | 2290.8286 | 133086.4731 | 126107.3755 | 130038.9283 | -756.7161 | 103.1% | 3931.5528 | 0.027236 | 18.21% | 12.27% | 3.573% | 3.394%
750 | 139427.6601 | 6038.711 | 145466.3711 | 138911.923 | 100.4% | 515.7371 | 330.0458 | 0.087242 | 15.06% | 9.28% | 0.4251% | 0.4042% | 16796.3917 | 2770.0317 | 142197.6918 | 137207.2489 | 138575.323 | -852.337 | 101% | 1368.0741 | 0.067662 | 15.78% | 9.962% | 1.142% | 1.086%
751 | 138206.431 | 3971.4492 | 142177.8802 | 140267.7658 | 98.53% | -2061.3348 | 488.8166 | 0.17843 | 12.95% | 7.276% | -1.685% | -1.6% | 24658.5234 | 3345.4122 | 141551.8432 | 144749.3652 | 141551.8432 | 3345.4122 | 97.79% | -3197.522 | 0.23431 | 12.1% | 6.471% | -2.533% | -2.405%
752 | 146690.6058 | 3702.4738 | 150393.0796 | 146598.0902 | 100.1% | 92.5156 | 365.7264 | 0.097831 | 14.71% | 8.945% | 0.07183% | 0.06871% | 19581.7495 | 3727.8219 | 150418.4277 | 147498.6975 | 147591.2131 | 900.6073 | 100.1% | 92.5156 | 0.097845 | 14.7% | 8.944% | 0.07139% | 0.06829%
753 | 138797.8494 | 2365.8724 | 141163.7218 | 141275 | 98.25% | -2477.1506 | 488.8166 | 0.19697 | 12.62% | 6.967% | -2.011% | -1.909% | 24764.0431 | 1000 | 139797.8494 | 147489.2114 | 139797.8494 | 1000 | 94.79% | -7691.3621 | 0.65106 | 8.655% | 3.198% | -5.978% | -5.678%
754 | 133946.0582 | 4845.2282 | 138791.2864 | 132931.7047 | 100.8% | 1014.3535 | 284.6884 | 0.073831 | 15.51% | 9.707% | 0.8742% | 0.8308% | 13918.5037 | 3265.7538 | 137211.812 | 132659.445 | 133809.9284 | -136.1298 | 100.9% | 1150.4833 | 0.071085 | 15.63% | 9.82% | 0.9936% | 0.9442%
755 | 130147.3474 | 6712.6497 | 136859.9972 | 128525.938 | 101.3% | 1621.4094 | 226.9662 | 0.060691 | 16.08% | 10.25% | 1.446% | 1.374% | 10781.7534 | 2123.1476 | 132270.495 | 131832.1831 | 132270.495 | 2123.1476 | 100.3% | 438.3119 | 0.088575 | 15.01% | 9.238% | 0.3806% | 0.362%
756 | 137632.1859 | 5218.5051 | 142850.6911 | 135987.897 | 101.2% | 1644.2889 | 233.0391 | 0.062072 | 16.02% | 10.19% | 1.386% | 1.316% | 11706.8927 | 2130.0433 | 139762.2292 | 139009.2038 | 139762.2292 | 2130.0433 | 100.5% | 753.0254 | 0.081386 | 15.25% | 9.466% | 0.6205% | 0.5898%
757 | 135873.5514 | 3955.6097 | 139829.1611 | 134597.3005 | 100.9% | 1276.2509 | 263.2442 | 0.068951 | 15.72% | 9.909% | 1.086% | 1.032% | 13055.2908 | 6323.7233 | 142197.2747 | 134822.0813 | 136098.3322 | 224.7808 | 100.9% | 1276.2509 | 0.068992 | 15.72% | 9.907% | 1.085% | 1.031%
758 | 131458.7301 | 4328.9342 | 135787.6643 | 129277.8693 | 101.7% | 2180.8608 | 187.1043 | 0.049941 | 16.57% | 10.71% | 1.933% | 1.837% | 8977.7184 | 2746.496 | 134205.2261 | 127439.586 | 130539.5884 | -919.1417 | 102.4% | 3100.0024 | 0.036269 | 17.42% | 11.52% | 2.788% | 2.648%
759 | 127876.5052 | 5994.2112 | 133870.7164 | 125975.2609 | 101.5% | 1901.2443 | 198.7552 | 0.054163 | 16.36% | 10.52% | 1.73% | 1.643% | 9276.8818 | 4515.9945 | 132392.4996 | 123664.7741 | 126721.2618 | -1155.2434 | 102.5% | 3056.4877 | 0.035553 | 17.47% | 11.57% | 2.833% | 2.691%
760 | 135282.4841 | 4504.4242 | 139786.9083 | 133432.308 | 101.4% | 1850.1761 | 212.4909 | 0.057395 | 16.22% | 10.39% | 1.589% | 1.51% | 10492.3967 | 3785.3809 | 139067.865 | 132663.0691 | 134897.8646 | -384.6194 | 101.7% | 2234.7955 | 0.049985 | 16.56% | 10.71% | 1.931% | 1.834%
761 | 137491.2417 | 4104.2162 | 141595.4578 | 136616.7616 | 100.6% | 874.48 | 298.9248 | 0.078005 | 15.37% | 9.573% | 0.7332% | 0.6969% | 15001.3325 | 1000 | 138491.2417 | 136503.6638 | 137434.6927 | -56.5489 | 100.7% | 931.029 | 0.076563 | 15.41% | 9.619% | 0.7813% | 0.7426%
762 | 135594.0467 | 5903.6721 | 141497.7189 | 132424.1163 | 102.4% | 3169.9304 | 140.7712 | 0.03698 | 17.38% | 11.48% | 2.744% | 2.606% | 6967.0248 | 4215.1843 | 139809.231 | 130111.6155 | 134437.7963 | -1156.2504 | 103.3% | 4326.1808 | 0.024622 | 18.44% | 12.5% | 3.811% | 3.62%
763 | 123370.0906 | 6164.5575 | 129534.6481 | 119923.2089 | 102.9% | 3446.8817 | 109.2819 | 0.030304 | 17.93% | 12.01% | 3.294% | 3.129% | 4920.9717 | 5740.8464 | 129110.937 | 119875.2244 | 123346.0984 | -23.9922 | 102.9% | 3470.874 | 0.030037 | 17.95% | 12.03% | 3.319% | 3.152%
764 | 128021.4228 | 9159.5687 | 137180.9915 | 125674.811 | 101.9% | 2346.6118 | 175.287 | 0.046636 | 16.77% | 10.91% | 2.14% | 2.033% | 8190.7814 | 5029.5026 | 133050.9254 | 124032.4601 | 127200.2473 | -821.1755 | 102.6% | 3167.7873 | 0.034341 | 17.56% | 11.66% | 2.927% | 2.781%
765 | 131069.2964 | 10005.4186 | 141074.7151 | 129743.1861 | 101% | 1326.1103 | 254.6924 | 0.067003 | 15.8% | 9.989% | 1.171% | 1.113% | 12184.5575 | 5344.9435 | 136414.24 | 129384.3057 | 130889.8562 | -179.4402 | 101.2% | 1505.5506 | 0.063272 | 15.97% | 10.14% | 1.333% | 1.267%
766 | 132647.9732 | 5351.4436 | 137999.4169 | 131139.9183 | 101.1% | 1508.0549 | 239.8885 | 0.063632 | 15.95% | 10.13% | 1.318% | 1.252% | 11614.5636 | 2230.663 | 134878.6362 | 130813.083 | 132484.5556 | -163.4177 | 101.3% | 1671.4726 | 0.060264 | 16.1% | 10.27% | 1.464% | 1.391%
767 | 121449.512 | 8726.911 | 130176.423 | 119053.9501 | 102% | 2395.5619 | 165.7888 | 0.043977 | 16.94% | 11.07% | 2.306% | 2.191% | 7349.2618 | 3404.9081 | 124854.4201 | 117123.9892 | 120484.5315 | -964.9805 | 102.9% | 3360.5423 | 0.030367 | 17.92% | 12% | 3.289% | 3.124%
768 | 134330.1134 | 3846.9697 | 138177.0831 | 133586.1511 | 100.6% | 743.9623 | 308.5518 | 0.080863 | 15.27% | 9.483% | 0.6379% | 0.6063% | 15128.446 | 3174.7198 | 137504.8332 | 132826.8422 | 133950.459 | -379.6545 | 100.8% | 1123.6168 | 0.071647 | 15.6% | 9.797% | 0.9692% | 0.921%
769 | 127596.28 | 4741.1443 | 132337.4243 | 126291.5998 | 101% | 1304.6802 | 253.4181 | 0.066714 | 15.82% | 10% | 1.184% | 1.125% | 11802.3486 | 1980.8745 | 129577.1545 | 125082.9568 | 126991.9585 | -604.3215 | 101.5% | 1909.0017 | 0.053715 | 16.38% | 10.54% | 1.749% | 1.662%
770 | 132095.9624 | 3838.742 | 135934.7043 | 130623.7907 | 101.1% | 1472.1717 | 242.5466 | 0.064237 | 15.92% | 10.1% | 1.291% | 1.227% | 11694.3916 | 2109.9331 | 134205.8955 | 132692.8775 | 134165.0492 | 2069.0868 | 101.1% | 1472.1717 | 0.0647 | 15.9% | 10.08% | 1.271% | 1.208%
771 | 126297.9858 | 6946.4739 | 133244.4597 | 124976.7888 | 101.1% | 1321.197 | 250.6305 | 0.066079 | 15.84% | 10.03% | 1.211% | 1.151% | 11553.7569 | 5397.7873 | 131695.7731 | 125287.7792 | 126608.9762 | 310.9904 | 101.1% | 1321.197 | 0.066148 | 15.84% | 10.02% | 1.208% | 1.148%
772 | 137101.6934 | 4547.066 | 141648.7595 | 134827.2176 | 101.7% | 2274.4758 | 187.1043 | 0.049941 | 16.57% | 10.71% | 1.933% | 1.837% | 9363.0936 | 3902.3111 | 141004.0046 | 131846.5771 | 135611.3732 | -1490.3203 | 102.9% | 3764.7961 | 0.030541 | 17.91% | 11.99% | 3.273% | 3.109%
773 | 140097.9662 | 5062.9443 | 145160.9105 | 138671.2996 | 101% | 1426.6665 | 253.9158 | 0.066826 | 15.81% | 9.996% | 1.179% | 1.12% | 12984.1786 | 3517.243 | 143615.2092 | 137719.6533 | 139622.143 | -475.8232 | 101.4% | 1902.4897 | 0.057531 | 16.22% | 10.38% | 1.583% | 1.504%
774 | 133967.0848 | 4122.0641 | 138089.1489 | 132748.9888 | 100.9% | 1218.096 | 266.7883 | 0.069758 | 15.68% | 9.875% | 1.051% | 0.999% | 13045.4124 | 2687.7928 | 136654.8775 | 131149.4092 | 133167.295 | -799.7898 | 101.5% | 2017.8857 | 0.053388 | 16.4% | 10.55% | 1.763% | 1.675%
775 | 139803.0045 | 3867.9143 | 143670.9188 | 139439.8709 | 100.3% | 363.1336 | 342.8785 | 0.091051 | 14.93% | 9.16% | 0.298% | 0.2835% | 17496.4355 | 3339.6869 | 143142.6914 | 141431.3623 | 141794.4958 | 1991.4914 | 100.3% | 363.1336 | 0.091177 | 14.93% | 9.156% | 0.2938% | 0.2795%
776 | 133621.7653 | 4092.7459 | 137714.5112 | 131882.4031 | 101.3% | 1739.3622 | 220.3358 | 0.05918 | 16.14% | 10.31% | 1.511% | 1.436% | 10746.2067 | 3704.5121 | 137326.2774 | 132571.7681 | 134311.1303 | 689.3649 | 101.3% | 1739.3622 | 0.059361 | 16.14% | 10.3% | 1.503% | 1.428%
777 | 130249.16 | 4174.6526 | 134423.8126 | 128238.8961 | 101.6% | 2010.264 | 194.929 | 0.052624 | 16.43% | 10.58% | 1.796% | 1.707% | 9267.1094 | 3373.9846 | 133623.1447 | 130336.7739 | 132347.0378 | 2097.8778 | 101.5% | 2010.264 | 0.053289 | 16.4% | 10.56% | 1.768% | 1.679%
778 | 130454.3125 | 6990.0354 | 137444.3479 | 128582.7241 | 101.5% | 1871.5884 | 204.5065 | 0.055577 | 16.3% | 10.46% | 1.668% | 1.585% | 9737.747 | 2786.8594 | 133241.1719 | 128713.9278 | 130585.5163 | 131.2038 | 101.5% | 1871.5884 | 0.055616 | 16.3% | 10.46% | 1.666% | 1.583%
779 | 129294.3437 | 6989.8664 | 136284.2102 | 128467.5781 | 100.6% | 826.7656 | 298.5166 | 0.077886 | 15.37% | 9.577% | 0.7372% | 0.7007% | 14087.7262 | 6194.9881 | 135489.3319 | 129894.3408 | 130721.1065 | 1426.7627 | 100.6% | 826.7656 | 0.078129 | 15.36% | 9.569% | 0.7291% | 0.693%
780 | 132663.8286 | 6518.899 | 139182.7276 | 130925.6126 | 101.3% | 1738.2159 | 219.3204 | 0.058949 | 16.15% | 10.32% | 1.521% | 1.445% | 10619.9958 | 2879.7388 | 135543.5674 | 133667.1685 | 135405.3845 | 2741.5559 | 101.3% | 1738.2159 | 0.059667 | 16.12% | 10.29% | 1.49% | 1.416%
781 | 140590.101 | 3213.488 | 143803.589 | 140462.1263 | 100.1% | 127.9747 | 362.4809 | 0.096869 | 14.74% | 8.975% | 0.1039% | 0.0992% | 18600.848 | 2579.4432 | 143169.5442 | 137570.6484 | 139144.362 | -1445.7389 | 101.1% | 1573.7136 | 0.063791 | 15.94% | 10.12% | 1.311% | 1.245%
782 | 133162.7461 | 6711.7729 | 139874.519 | 131998.8623 | 100.9% | 1163.8838 | 270.9398 | 0.070703 | 15.64% | 9.836% | 1.01% | 0.96% | 13168.8668 | 1500.3003 | 134663.0464 | 131392.1923 | 132859.4111 | -303.335 | 101.1% | 1467.2188 | 0.06451 | 15.91% | 10.09% | 1.28% | 1.216%
783 | 136506.1399 | 6135.1074 | 142641.2473 | 134957.0973 | 101.1% | 1549.0426 | 240.1374 | 0.063689 | 15.95% | 10.13% | 1.315% | 1.25% | 11964.7827 | 2639.7242 | 139145.8641 | 137214.9829 | 138764.0254 | 2257.8855 | 101.1% | 1549.0426 | 0.064187 | 15.93% | 10.11% | 1.294% | 1.229%
784 | 129846.499 | 6984.4856 | 136830.9846 | 127962.6305 | 101.5% | 1883.8685 | 202.5752 | 0.055138 | 16.32% | 10.48% | 1.687% | 1.603% | 9600.8414 | 7812.5803 | 137659.0793 | 130610.5627 | 132494.4312 | 2647.9321 | 101.4% | 1883.8685 | 0.055925 | 16.29% | 10.45% | 1.653% | 1.57%
785 | 135704.6574 | 6036.5546 | 141741.212 | 134373.0596 | 101% | 1331.5977 | 258.2963 | 0.067823 | 15.77% | 9.955% | 1.135% | 1.079% | 12793.9824 | 3162.5467 | 138867.2041 | 132850.3175 | 134943.2863 | -761.3711 | 101.6% | 2092.9688 | 0.052417 | 16.44% | 10.59% | 1.805% | 1.715%
786 | 131849.7353 | 6487.5172 | 138337.2525 | 129468.6787 | 101.8% | 2381.0566 | 177.1288 | 0.047151 | 16.74% | 10.88% | 2.108% | 2.002% | 8524.3516 | 1854.8223 | 133704.5576 | 128808.3172 | 131519.5546 | -330.1807 | 102.1% | 2711.2374 | 0.042278 | 17.05% | 11.17% | 2.412% | 2.292%
787 | 133722.1339 | 5183.0284 | 138905.1623 | 132045.6634 | 101.3% | 1676.4705 | 226.0304 | 0.060478 | 16.09% | 10.26% | 1.455% | 1.382% | 11032.2222 | 1000 | 134722.1339 | 133520.9731 | 134722.1339 | 1000 | 100.9% | 1201.1608 | 0.070232 | 15.66% | 9.856% | 1.031% | 0.9795%
788 | 136812.8557 | 5390.2709 | 142203.1266 | 133890.8824 | 102.2% | 2921.9734 | 154.6293 | 0.040857 | 17.13% | 11.25% | 2.501% | 2.376% | 7721.6767 | 3210.6003 | 140023.4561 | 129082.4775 | 134408.6533 | -2404.2024 | 104.1% | 5326.1758 | 0.017106 | 19.36% | 13.37% | 4.729% | 4.492%
789 | 134139.9871 | 5974.9971 | 140114.9842 | 132053.2384 | 101.6% | 2086.7487 | 194.103 | 0.052291 | 16.44% | 10.6% | 1.811% | 1.72% | 9503.4955 | 2193.7619 | 136333.749 | 134300.814 | 136333.749 | 2193.7619 | 101.5% | 2032.935 | 0.054044 | 16.37% | 10.52% | 1.735% | 1.648%
790 | 117325.4881 | 5992.0104 | 123317.4986 | 114260.6201 | 102.7% | 3064.868 | 121.8557 | 0.032723 | 17.71% | 11.8% | 3.074% | 2.92% | 5218.3248 | 2277.6714 | 119603.1596 | 113619.9141 | 117005.1351 | -320.353 | 103% | 3385.221 | 0.028978 | 18.05% | 12.12% | 3.415% | 3.244%
791 | 138489.0666 | 4438.7521 | 142927.8188 | 137430.1618 | 100.8% | 1058.9049 | 283.8223 | 0.073635 | 15.52% | 9.715% | 0.8827% | 0.8389% | 14346.7918 | 2123.6714 | 140612.738 | 139284.3368 | 140343.2417 | 1854.1751 | 100.8% | 1058.9049 | 0.073905 | 15.5% | 9.704% | 0.871% | 0.8277%
792 | 135041.8677 | 6138.2667 | 141180.1344 | 133887.6142 | 100.9% | 1154.2535 | 273.2196 | 0.07122 | 15.62% | 9.815% | 0.9877% | 0.9386% | 13467.0716 | 1121.928 | 136163.7957 | 136108.6933 | 136163.7957 | 1121.928 | 100% | 55.1024 | 0.098609 | 14.68% | 8.92% | 0.04589% | 0.04408%
793 | 135516.0031 | 4495.9407 | 140011.9438 | 136210.7929 | 99.49% | -694.7898 | 432.09 | 0.12343 | 14.05% | 8.321% | -0.5852% | -0.5554% | 21372.6143 | 3872.0145 | 139388.0176 | 134588.6617 | 134704.9375 | -811.0656 | 100.1% | 116.2758 | 0.097031 | 14.73% | 8.97% | 0.09852% | 0.09406%
794 | 139145.1865 | 5003.9774 | 144149.1639 | 137804.3901 | 101% | 1340.7964 | 260.377 | 0.068298 | 15.75% | 9.936% | 1.115% | 1.059% | 13224.024 | 4855.3764 | 144000.5629 | 138550.8007 | 139891.5971 | 746.4106 | 101% | 1340.7964 | 0.068436 | 15.74% | 9.93% | 1.109% | 1.054%
795 | 130338.6828 | 3745.3644 | 134084.0472 | 129444.6299 | 100.7% | 894.0529 | 293.061 | 0.076267 | 15.42% | 9.628% | 0.7912% | 0.752% | 13941.9717 | 4645.6462 | 134984.329 | 129954.4553 | 130848.5082 | 509.8254 | 100.7% | 894.0529 | 0.07636 | 15.42% | 9.625% | 0.7881% | 0.749%
796 | 131862.9421 | 5226.0883 | 137089.0304 | 130864.3638 | 100.8% | 998.5784 | 284.6884 | 0.073831 | 15.51% | 9.707% | 0.8742% | 0.8308% | 13702.0445 | 3224.4637 | 135087.4058 | 129993.8537 | 131427.6871 | -435.255 | 101.1% | 1433.8334 | 0.06487 | 15.9% | 10.08% | 1.264% | 1.201%
797 | 133166.9961 | 5179.5431 | 138346.5391 | 131805.3549 | 101% | 1361.6411 | 253.4181 | 0.066714 | 15.82% | 10% | 1.184% | 1.125% | 12317.6264 | 2321.1849 | 135488.181 | 129566.0322 | 132047.3347 | -1119.6614 | 101.9% | 2481.3025 | 0.045758 | 16.83% | 10.96% | 2.195% | 2.085%
798 | 131372.9757 | 7622.9029 | 138995.8786 | 129311.5129 | 101.6% | 2061.4628 | 193.1871 | 0.051923 | 16.46% | 10.61% | 1.827% | 1.736% | 9263.5405 | 4473.1158 | 135846.0915 | 130219.4172 | 132280.88 | 907.9043 | 101.6% | 2061.4628 | 0.052216 | 16.45% | 10.6% | 1.814% | 1.724%
799 | 134451.5905 | 4186.7265 | 138638.317 | 133188.696 | 100.9% | 1262.8945 | 263.2442 | 0.068951 | 15.72% | 9.909% | 1.086% | 1.032% | 12918.6629 | 1963.922 | 136415.5124 | 135110.256 | 136373.1506 | 1921.5601 | 100.9% | 1262.8945 | 0.069306 | 15.7% | 9.894% | 1.071% | 1.018%
800 | 134449.1887 | 1619.8697 | 136069.0585 | 133007.7234 | 101.1% | 1441.4654 | 247.5543 | 0.065378 | 15.88% | 10.06% | 1.242% | 1.18% | 12148.4659 | 4780.638 | 139229.8267 | 133400.0183 | 134841.4837 | 392.295 | 101.1% | 1441.4654 | 0.065462 | 15.87% | 10.05% | 1.238% | 1.176%
801 | 131607.7363 | 6469.0401 | 138076.7764 | 129352.4417 | 101.7% | 2255.2946 | 183.4008 | 0.048904 | 16.63% | 10.77% | 1.998% | 1.898% | 8809.9921 | 1000 | 132607.7363 | 131870.2937 | 132607.7363 | 1000 | 100.6% | 737.4426 | 0.080784 | 15.27% | 9.485% | 0.6405% | 0.6089%
802 | 132170.5269 | 4066.7854 | 136237.3124 | 130539.6297 | 101.2% | 1630.8972 | 228.3799 | 0.061013 | 16.06% | 10.24% | 1.432% | 1.36% | 11017.5583 | 1959.805 | 134130.3319 | 131204.202 | 132835.0993 | 664.5723 | 101.2% | 1630.8972 | 0.061179 | 16.06% | 10.23% | 1.424% | 1.353%
803 | 137144.9827 | 5310.5989 | 142455.5815 | 135011.4867 | 101.6% | 2133.496 | 194.103 | 0.052291 | 16.44% | 10.6% | 1.811% | 1.72% | 9716.3922 | 1085.1624 | 138230.1451 | 132974.3631 | 136126.4209 | -1018.5618 | 102.4% | 3152.0577 | 0.037408 | 17.35% | 11.46% | 2.717% | 2.581%
804 | 134422.6322 | 2753.8544 | 137176.4866 | 133851.3391 | 100.4% | 571.2932 | 323.6145 | 0.085334 | 15.12% | 9.341% | 0.4888% | 0.4647% | 15877.9068 | 1337.6842 | 135760.3164 | 128649.4979 | 131821.7116 | -2600.9206 | 102.5% | 3172.2137 | 0.03566 | 17.46% | 11.56% | 2.826% | 2.685%
805 | 134599.0322 | 3383.8154 | 137982.8476 | 135253.8211 | 99.52% | -654.789 | 429.0834 | 0.12215 | 14.08% | 8.349% | -0.5555% | -0.5271% | 21080.2875 | 1000 | 135599.0322 | 137346.6318 | 135599.0322 | 1000 | 98.73% | -1747.5996 | 0.16555 | 13.17% | 7.491% | -1.459% | -1.385%
806 | 132767.6296 | 6034.8923 | 138802.5219 | 131452.2182 | 101% | 1315.4114 | 257.1713 | 0.067567 | 15.78% | 9.966% | 1.147% | 1.089% | 12462.5684 | 3078.884 | 135846.5136 | 131753.5914 | 133069.0028 | 301.3732 | 101% | 1315.4114 | 0.067628 | 15.78% | 9.963% | 1.144% | 1.087%
807 | 135854.9091 | 5071.6012 | 140926.5104 | 135750.9424 | 100.1% | 103.9668 | 364.1634 | 0.097368 | 14.72% | 8.96% | 0.08728% | 0.08338% | 18057.7854 | 1000 | 136854.9091 | 137565.5763 | 136854.9091 | 1000 | 99.48% | -710.6672 | 0.12375 | 14.04% | 8.314% | -0.5927% | -0.5625%
808 | 129050.55 | 6305.28 | 135355.83 | 127359.6767 | 101.3% | 1690.8733 | 219.3204 | 0.058949 | 16.15% | 10.32% | 1.521% | 1.445% | 10330.7459 | 5366.7449 | 134417.2949 | 127741.6448 | 129432.5181 | 381.9681 | 101.3% | 1690.8733 | 0.059054 | 16.15% | 10.32% | 1.517% | 1.441%
809 | 135076.0986 | 3915.3133 | 138991.4119 | 133711.1538 | 101% | 1364.9448 | 254.8417 | 0.067037 | 15.8% | 9.988% | 1.17% | 1.111% | 12564.4032 | 4085.5876 | 139161.6862 | 131268.0552 | 133854.5493 | -1221.5493 | 102% | 2586.4941 | 0.044744 | 16.89% | 11.02% | 2.258% | 2.145%
810 | 131729.4893 | 7438.9893 | 139168.4785 | 130501.9217 | 100.9% | 1227.5675 | 264.1203 | 0.06915 | 15.71% | 9.9% | 1.078% | 1.024% | 12699.2356 | 4081.4309 | 135810.9202 | 131505.3191 | 132732.8866 | 1003.3974 | 100.9% | 1227.5675 | 0.069339 | 15.7% | 9.893% | 1.07% | 1.016%
811 | 138167.9822 | 3325.5909 | 141493.5731 | 137824.0714 | 100.2% | 343.9108 | 344.1428 | 0.091426 | 14.92% | 9.148% | 0.2855% | 0.2717% | 17355.5744 | 2293.3421 | 140461.3242 | 133142.9204 | 135827.4067 | -2340.5755 | 102% | 2684.4862 | 0.043903 | 16.94% | 11.07% | 2.311% | 2.195%
812 | 137449.4855 | 3311.4533 | 140760.9388 | 136491.8398 | 100.7% | 957.6458 | 291.7966 | 0.075891 | 15.44% | 9.64% | 0.8038% | 0.7639% | 14639.1634 | 1000 | 138449.4855 | 138299.194 | 138449.4855 | 1000 | 100.1% | 150.2915 | 0.096266 | 14.76% | 8.995% | 0.1241% | 0.1183%
813 | 132143.1481 | 4955.3954 | 137098.5435 | 130873.3403 | 101% | 1269.8079 | 260.6956 | 0.068369 | 15.75% | 9.933% | 1.112% | 1.056% | 12573.9328 | 1688.156 | 133831.3041 | 132649.0704 | 133831.3041 | 1688.156 | 100.9% | 1182.2337 | 0.070452 | 15.65% | 9.847% | 1.021% | 0.9704%
814 | 132842.2335 | 4711.137 | 137553.3705 | 130638.4208 | 101.7% | 2203.8127 | 187.1043 | 0.049941 | 16.57% | 10.71% | 1.933% | 1.837% | 9072.202 | 2856.7086 | 135698.9421 | 132274.0292 | 134477.8419 | 1635.6084 | 101.7% | 2203.8127 | 0.050323 | 16.54% | 10.69% | 1.909% | 1.814%
815 | 130727.2713 | 2780.4004 | 133507.6717 | 130237.066 | 100.4% | 490.2054 | 329.4584 | 0.087066 | 15.06% | 9.286% | 0.431% | 0.4098% | 15720.2576 | 1300.5668 | 132027.8381 | 130941.8806 | 131432.086 | 704.8146 | 100.4% | 490.2054 | 0.087136 | 15.06% | 9.284% | 0.4286% | 0.4076%
816 | 135957.9171 | 5093.0834 | 141051.0005 | 134098.5036 | 101.4% | 1859.4135 | 212.4909 | 0.057395 | 16.22% | 10.39% | 1.589% | 1.51% | 10544.7828 | 4584.2858 | 140542.2029 | 135232.0029 | 137091.4164 | 1133.4993 | 101.4% | 1859.4135 | 0.057701 | 16.21% | 10.37% | 1.576% | 1.497%
817 | 135255.9108 | 4486.7151 | 139742.6259 | 134061.7994 | 100.9% | 1194.1114 | 269.9044 | 0.070466 | 15.65% | 9.846% | 1.021% | 0.9698% | 13324.7513 | 3830.3832 | 139086.294 | 135048.4556 | 136242.567 | 986.6562 | 100.9% | 1194.1114 | 0.070637 | 15.65% | 9.839% | 1.013% | 0.9627%
818 | 132704.1676 | 4078.9931 | 136783.1607 | 130976.7498 | 101.3% | 1727.4178 | 220.3358 | 0.05918 | 16.14% | 10.31% | 1.511% | 1.436% | 10672.4111 | 2500.9184 | 135205.0861 | 134380.3834 | 135205.0861 | 2500.9184 | 100.6% | 824.7027 | 0.078912 | 15.34% | 9.544% | 0.703% | 0.6682%
819 | 136858.9243 | 4386.504 | 141245.4283 | 135593.4778 | 100.9% | 1265.4465 | 264.9764 | 0.069344 | 15.7% | 9.892% | 1.069% | 1.016% | 13236.5021 | 1000 | 137858.9243 | 134456.265 | 136290.3179 | -568.6064 | 101.4% | 1834.0529 | 0.057989 | 16.2% | 10.36% | 1.563% | 1.485%
820 | 131506.4965 | 4728.4533 | 136234.9499 | 132036.1602 | 99.6% | -529.6637 | 419.4763 | 0.11806 | 14.17% | 8.439% | -0.4604% | -0.4368% | 20134.8097 | 4332.4512 | 135838.9478 | 131117.4915 | 131047.1622 | -459.3344 | 99.95% | -70.3293 | 0.10185 | 14.57% | 8.818% | -0.062% | -0.0584%
821 | 138611.7493 | 4807.3439 | 143419.0932 | 139023.6039 | 99.7% | -411.8546 | 407.3306 | 0.11289 | 14.29% | 8.554% | -0.3401% | -0.3225% | 20608.1934 | 5186.0517 | 143797.801 | 141015.0248 | 141015.0248 | 2403.2755 | 100% | 0 | 0.1 | 14.63% | 8.876% | -0.0005144% | 0%
822 | 130035.6816 | 5113.7628 | 135149.4444 | 128765.3965 | 101% | 1270.2851 | 258.814 | 0.067941 | 15.76% | 9.95% | 1.13% | 1.074% | 12284.093 | 1000 | 131035.6816 | 126659.2813 | 128982.624 | -1053.0576 | 101.8% | 2323.3427 | 0.047239 | 16.74% | 10.87% | 2.102% | 1.997%
823 | 133762.2332 | 4639.1526 | 138401.3858 | 132314.6622 | 101.1% | 1447.571 | 246.3596 | 0.065107 | 15.89% | 10.07% | 1.254% | 1.191% | 12028.0671 | 1696.7362 | 135458.9694 | 135486.3468 | 135458.9694 | 1696.7362 | 99.98% | -27.3774 | 0.1007 | 14.61% | 8.854% | -0.02368% | -0.022%
824 | 136498.5025 | 8492.0592 | 144990.5618 | 135163.4318 | 101% | 1335.0707 | 258.6746 | 0.067908 | 15.77% | 9.952% | 1.132% | 1.075% | 12887.6728 | 6988.7952 | 143487.2978 | 130743.3517 | 134288.4625 | -2210.04 | 102.7% | 3545.1107 | 0.032356 | 17.74% | 11.83% | 3.108% | 2.952%
825 | 125666.943 | 8607.8927 | 134274.8357 | 123962.1511 | 101.4% | 1704.7919 | 213.805 | 0.057694 | 16.21% | 10.37% | 1.576% | 1.497% | 9806.9005 | 5662.3917 | 131329.3347 | 124595.6056 | 126300.3975 | 633.4545 | 101.4% | 1704.7919 | 0.057878 | 16.2% | 10.37% | 1.568% | 1.49%
826 | 132306.5261 | 3695.713 | 136002.2391 | 131070.0805 | 100.9% | 1236.4456 | 263.8116 | 0.069079 | 15.71% | 9.903% | 1.081% | 1.027% | 12739.9603 | 4148.1756 | 136454.7017 | 130978.0922 | 132260.532 | -45.9941 | 101% | 1282.4397 | 0.068136 | 15.76% | 9.942% | 1.122% | 1.066%
827 | 131406.9353 | 7649.967 | 139056.9024 | 129978.1259 | 101.1% | 1428.8094 | 245.7623 | 0.064969 | 15.89% | 10.07% | 1.26% | 1.197% | 11787.6256 | 2889.0101 | 134295.9455 | 128790.026 | 130812.8854 | -594.05 | 101.6% | 2022.8594 | 0.052543 | 16.43% | 10.59% | 1.8% | 1.71%
828 | 138580.8727 | 4250.947 | 142831.8198 | 136549.1704 | 101.5% | 2031.7023 | 200.7633 | 0.054725 | 16.34% | 10.5% | 1.705% | 1.62% | 10155.0105 | 6270.1364 | 144851.0091 | 137520.3364 | 139552.0387 | 971.166 | 101.5% | 2031.7023 | 0.055002 | 16.33% | 10.48% | 1.693% | 1.609%
829 | 129737.0435 | 7027.6367 | 136764.6802 | 127513.806 | 101.7% | 2223.2375 | 183.4008 | 0.048904 | 16.63% | 10.77% | 1.998% | 1.898% | 8684.7655 | 3241.0625 | 132978.1061 | 126849.4258 | 129404.8534 | -332.1901 | 102% | 2555.4276 | 0.043934 | 16.94% | 11.07% | 2.309% | 2.193%
830 | 141404.8739 | 2142.4981 | 143547.372 | 140892.4616 | 100.4% | 512.4124 | 330.9219 | 0.087503 | 15.05% | 9.272% | 0.4164% | 0.396% | 17079.7975 | 1000 | 142404.8739 | 145198.9264 | 142404.8739 | 1000 | 98.08% | -2794.0524 | 0.20951 | 12.43% | 6.781% | -2.206% | -2.095%
831 | 125022.6976 | 4557.2057 | 129579.9034 | 123918.9305 | 100.9% | 1103.7671 | 269.9044 | 0.070466 | 15.65% | 9.846% | 1.021% | 0.9698% | 12316.6252 | 2998.7109 | 128021.4086 | 126552.1532 | 127655.9203 | 2633.2227 | 100.9% | 1103.7671 | 0.070954 | 15.63% | 9.826% | 0.9993% | 0.9496%
832 | 130888.14 | 6431.377 | 137319.517 | 127828.2247 | 102.4% | 3059.9153 | 140.7712 | 0.03698 | 17.38% | 11.48% | 2.744% | 2.606% | 6725.2282 | 6744.0061 | 137632.1461 | 129793.9222 | 132853.8375 | 1965.6975 | 102.4% | 3059.9153 | 0.037645 | 17.34% | 11.44% | 2.702% | 2.567%
833 | 144564.5808 | 2820.4681 | 147385.049 | 145267.8496 | 99.52% | -703.2688 | 429.0834 | 0.12215 | 14.08% | 8.349% | -0.5555% | -0.5271% | 22641.0464 | 3976.0048 | 148540.5857 | 142739.5939 | 143300.453 | -1264.1278 | 100.4% | 560.8591 | 0.086498 | 15.08% | 9.304% | 0.4499% | 0.4278%
834 | 137516.9842 | 5303.3942 | 142820.3784 | 138070.8561 | 99.6% | -553.8719 | 419.4763 | 0.11806 | 14.17% | 8.439% | -0.4604% | -0.4368% | 21055.0686 | 1957.2687 | 139474.2529 | 135299.6861 | 136131.3992 | -1385.585 | 100.6% | 831.7131 | 0.078877 | 15.34% | 9.545% | 0.7042% | 0.6693%
835 | 133476.614 | 7027.9696 | 140504.5836 | 132851.7004 | 100.5% | 624.9136 | 318.5671 | 0.083837 | 15.17% | 9.388% | 0.5387% | 0.5121% | 15520.257 | 3822.7558 | 137299.3698 | 134626.0475 | 135250.9611 | 1774.3471 | 100.5% | 624.9136 | 0.08405 | 15.16% | 9.382% | 0.5316% | 0.5054%
836 | 138603.8335 | 7087.696 | 145691.5295 | 136721.7476 | 101.4% | 1882.0858 | 213.6457 | 0.057659 | 16.21% | 10.37% | 1.577% | 1.499% | 10808.4217 | 3795.8676 | 142399.7011 | 139686.4153 | 141568.5012 | 2964.6677 | 101.3% | 1882.0858 | 0.058429 | 16.18% | 10.34% | 1.544% | 1.467%
837 | 134922.5338 | 3877.0843 | 138799.6181 | 134049.0201 | 100.7% | 873.5137 | 297.5808 | 0.077608 | 15.38% | 9.586% | 0.7465% | 0.7095% | 14654.8796 | 4344.4565 | 139266.9903 | 134091.3788 | 134964.8925 | 42.3587 | 100.7% | 873.5137 | 0.077615 | 15.38% | 9.585% | 0.7462% | 0.7093%
838 | 128190.6401 | 5184.7454 | 133375.3856 | 127219.8716 | 100.8% | 970.7686 | 284.6884 | 0.073831 | 15.51% | 9.707% | 0.8742% | 0.8308% | 13320.4509 | 1000 | 129190.6401 | 124339.2642 | 126750.3365 | -1440.3037 | 101.9% | 2411.0723 | 0.045317 | 16.86% | 10.99% | 2.222% | 2.111%
839 | 132567.2537 | 6747.2893 | 139314.5431 | 130915.6965 | 101.3% | 1651.5572 | 226.9662 | 0.060691 | 16.08% | 10.25% | 1.446% | 1.374% | 10982.2248 | 4142.6503 | 136709.9041 | 133097.5992 | 134749.1565 | 2181.9027 | 101.2% | 1651.5572 | 0.061236 | 16.06% | 10.23% | 1.422% | 1.351%
840 | 135936.5965 | 3797.1116 | 139733.7081 | 134793.2906 | 100.8% | 1143.3058 | 274.8324 | 0.071587 | 15.61% | 9.8% | 0.9718% | 0.9235% | 13636.3204 | 1000 | 136936.5965 | 134024.6778 | 135552.29 | -384.3064 | 101.1% | 1527.6123 | 0.0639 | 15.94% | 10.12% | 1.306% | 1.241%
841 | 127726.4667 | 7775.7765 | 135502.2432 | 126337.6757 | 101.1% | 1388.7911 | 245.7623 | 0.064969 | 15.89% | 10.07% | 1.26% | 1.197% | 11457.4757 | 5929.1038 | 133655.5705 | 125475.6846 | 127295.4712 | -430.9956 | 101.5% | 1819.7866 | 0.055715 | 16.3% | 10.46% | 1.662% | 1.579%
842 | 136250.1861 | 4179.4536 | 140429.6396 | 134018.0012 | 101.7% | 2232.1849 | 188.5059 | 0.050333 | 16.54% | 10.69% | 1.909% | 1.813% | 9374.6469 | 1439.4643 | 137689.6503 | 133651.7608 | 136067.0658 | -183.1202 | 101.8% | 2415.3051 | 0.047737 | 16.7% | 10.84% | 2.071% | 1.968%
843 | 139436.8114 | 3193.2094 | 142630.0209 | 138761.9024 | 100.5% | 674.9091 | 316.7153 | 0.083287 | 15.19% | 9.406% | 0.557% | 0.5296% | 16119.0481 | 1000 | 140436.8114 | 139505.6615 | 140180.5706 | 743.7592 | 100.5% | 674.9091 | 0.083376 | 15.19% | 9.403% | 0.5541% | 0.5267%
844 | 130362.7893 | 5236.3671 | 135599.1564 | 127578.5729 | 102.2% | 2784.2164 | 154.6293 | 0.040857 | 17.13% | 11.25% | 2.501% | 2.376% | 7357.6368 | 2501.3219 | 132864.1112 | 125604.9737 | 129375.9897 | -986.7996 | 103% | 3771.016 | 0.02869 | 18.07% | 12.14% | 3.441% | 3.269%
845 | 134339.5495 | 4010.1358 | 138349.6853 | 133900.2678 | 100.3% | 439.2817 | 335.0534 | 0.088727 | 15.01% | 9.233% | 0.3756% | 0.3572% | 16428.9877 | 4267.9573 | 138607.5068 | 136424.44 | 136863.7217 | 2524.1722 | 100.3% | 439.2817 | 0.088936 | 15% | 9.227% | 0.3686% | 0.3506%
846 | 128375.8778 | 7861.878 | 136237.7558 | 124720.4539 | 102.9% | 3655.4238 | 105.5685 | 0.02959 | 17.99% | 12.07% | 3.359% | 3.191% | 4946.6419 | 2907.6743 | 131283.5521 | 127644.1248 | 131283.5521 | 2907.6743 | 102.9% | 3639.4273 | 0.030594 | 17.9% | 11.98% | 3.268% | 3.104%
847 | 126673.0036 | 4187.4216 | 130860.4252 | 123933.974 | 102.2% | 2739.0296 | 152.8174 | 0.040348 | 17.17% | 11.28% | 2.533% | 2.406% | 7065.6118 | 1000 | 127673.0036 | 123470.9316 | 126441.4824 | -231.5212 | 102.4% | 2970.5508 | 0.036758 | 17.39% | 11.5% | 2.757% | 2.619%
848 | 127785.6628 | 7566.2563 | 135351.9191 | 125813.9123 | 101.6% | 1971.7505 | 194.955 | 0.052634 | 16.43% | 10.58% | 1.796% | 1.706% | 9093.0478 | 1953.7633 | 129739.4261 | 127190.714 | 129162.4645 | 1376.8018 | 101.6% | 1971.7505 | 0.053081 | 16.41% | 10.56% | 1.777% | 1.688%
849 | 129267.9134 | 6178.0726 | 135445.986 | 128662.7042 | 100.5% | 605.2092 | 318.5671 | 0.083837 | 15.17% | 9.388% | 0.5387% | 0.5121% | 15030.8821 | 3321.5078 | 132589.4212 | 134122.7459 | 132589.4212 | 3321.5078 | 98.86% | -1533.3247 | 0.15711 | 13.32% | 7.631% | -1.311% | -1.245%
850 | 132290.8299 | 3020.6365 | 135311.4663 | 132207.396 | 100.1% | 83.4339 | 365.7264 | 0.097831 | 14.71% | 8.945% | 0.07183% | 0.06871% | 17659.5214 | 3630.4245 | 135921.2544 | 135647.5883 | 135731.0222 | 3440.1923 | 100.1% | 83.4339 | 0.097886 | 14.7% | 8.943% | 0.06999% | 0.06697%
851 | 135355.7644 | 4413.3891 | 139769.1535 | 133987.9935 | 101% | 1367.7709 | 254.8417 | 0.067037 | 15.8% | 9.988% | 1.17% | 1.111% | 12590.417 | 1000 | 136355.7644 | 138427.1101 | 136355.7644 | 1000 | 98.5% | -2071.3458 | 0.18018 | 12.92% | 7.247% | -1.716% | -1.629%
852 | 135868.6086 | 6423.6121 | 142292.2207 | 134681.0747 | 100.9% | 1187.5339 | 270.9398 | 0.070703 | 15.64% | 9.836% | 1.01% | 0.96% | 13436.4577 | 6388.8449 | 142257.4535 | 137027.4814 | 138215.0153 | 2346.4067 | 100.9% | 1187.5339 | 0.071101 | 15.63% | 9.82% | 0.9929% | 0.9436%
853 | 135769.8602 | 6408.4002 | 142178.2604 | 134167.3506 | 101.2% | 1602.5096 | 234.7415 | 0.062461 | 16% | 10.18% | 1.369% | 1.3% | 11632.8486 | 3930.8622 | 139700.7224 | 134554.7015 | 136157.2111 | 387.351 | 101.2% | 1602.5096 | 0.062551 | 16% | 10.17% | 1.365% | 1.297%
854 | 131309.8666 | 6171.5305 | 137481.3971 | 129504.004 | 101.4% | 1805.8626 | 211.5849 | 0.057188 | 16.23% | 10.39% | 1.598% | 1.518% | 10140.8632 | 1484.2766 | 132794.1431 | 129811.0113 | 131616.8739 | 307.0073 | 101.4% | 1805.8626 | 0.057275 | 16.23% | 10.39% | 1.594% | 1.515%
855 | 143101.3483 | 4512.1165 | 147613.4648 | 141757.2072 | 100.9% | 1344.1411 | 263.2442 | 0.068951 | 15.72% | 9.909% | 1.086% | 1.032% | 13749.7673 | 1735.5472 | 144836.8955 | 141870.5566 | 143214.6977 | 113.3494 | 100.9% | 1344.1411 | 0.068971 | 15.72% | 9.908% | 1.086% | 1.032%
856 | 147312.7049 | 205.9747 | 147518.6796 | 146713.1125 | 100.4% | 599.5924 | 325.7151 | 0.085957 | 15.1% | 9.321% | 0.468% | 0.445% | 17513.4215 | 2614.545 | 149927.2499 | 149252.9064 | 149852.4987 | 2539.7939 | 100.4% | 599.5924 | 0.086196 | 15.09% | 9.314% | 0.46% | 0.4374%
857 | 131950.3231 | 4060.0099 | 136010.333 | 130742.2667 | 100.9% | 1208.0564 | 266.0516 | 0.069589 | 15.69% | 9.882% | 1.059% | 1.006% | 12813.5434 | 1000 | 132950.3231 | 129869.7203 | 131514.0499 | -436.2732 | 101.3% | 1644.3296 | 0.06057 | 16.08% | 10.25% | 1.451% | 1.379%
858 | 132471.6082 | 4076.0495 | 136547.6577 | 130761.2716 | 101.3% | 1710.3366 | 221.5902 | 0.059467 | 16.13% | 10.3% | 1.499% | 1.424% | 10714.3609 | 2551.8291 | 135023.4373 | 128973.0053 | 131577.4751 | -894.1331 | 102% | 2604.4697 | 0.043845 | 16.95% | 11.07% | 2.314% | 2.199%
859 | 139306.7086 | 5237.0943 | 144543.8029 | 137835.7692 | 101.1% | 1470.9394 | 249.4757 | 0.065815 | 15.86% | 10.04% | 1.223% | 1.162% | 12685.0765 | 3496.4162 | 142803.1248 | 138994.3501 | 140465.2895 | 1158.5809 | 101.1% | 1470.9394 | 0.066049 | 15.85% | 10.03% | 1.213% | 1.152%
860 | 136082.6341 | 2829.7882 | 138912.4223 | 135504.286 | 100.4% | 578.3481 | 323.6145 | 0.085334 | 15.12% | 9.341% | 0.4888% | 0.4647% | 16073.9851 | 6180.8474 | 142263.4816 | 137211.9077 | 137790.2558 | 1707.6217 | 100.4% | 578.3481 | 0.085516 | 15.12% | 9.335% | 0.4827% | 0.4589%
861 | 136568.7889 | 2877.9985 | 139446.7874 | 137233.1603 | 99.52% | -664.3713 | 429.0834 | 0.12215 | 14.08% | 8.349% | -0.5555% | -0.5271% | 21388.7818 | 1000 | 137568.7889 | 139650.2647 | 137568.7889 | 1000 | 98.51% | -2081.4758 | 0.1798 | 12.92% | 7.253% | -1.709% | -1.623%
862 | 128705.4925 | 5850.2497 | 134555.7422 | 127850.0267 | 100.7% | 855.4658 | 295.5598 | 0.077008 | 15.4% | 9.605% | 0.7665% | 0.7285% | 13884.663 | 1172.6892 | 129878.1817 | 125611.3073 | 127586.1328 | -1119.3597 | 101.6% | 1974.8255 | 0.052503 | 16.44% | 10.59% | 1.802% | 1.712%
863 | 130050.9788 | 5208.8471 | 135259.8259 | 129951.4537 | 100.1% | 99.5252 | 364.1634 | 0.097368 | 14.72% | 8.96% | 0.08728% | 0.08338% | 17286.3291 | 4210.324 | 134261.3029 | 127463.9108 | 128807.2074 | -1243.7715 | 101.1% | 1343.2966 | 0.066165 | 15.84% | 10.02% | 1.208% | 1.147%
864 | 133784.0739 | 3693.7227 | 137477.7967 | 133699.6983 | 100.1% | 84.3757 | 365.7264 | 0.097831 | 14.71% | 8.945% | 0.07183% | 0.06871% | 17858.8548 | 1442.435 | 135226.5089 | 133946.9745 | 134031.3501 | 247.2762 | 100.1% | 84.3757 | 0.097835 | 14.71% | 8.945% | 0.07169% | 0.06858%
865 | 129243.1901 | 6046.465 | 135289.6551 | 127510.8417 | 101.4% | 1732.3484 | 215.7364 | 0.058133 | 16.19% | 10.36% | 1.557% | 1.479% | 10177.0967 | 3420.0894 | 132663.2795 | 126979.7787 | 128977.6586 | -265.5315 | 101.6% | 1997.8799 | 0.052471 | 16.44% | 10.59% | 1.803% | 1.713%
866 | 124425.2883 | 9366.4854 | 133791.7738 | 123096.7819 | 101.1% | 1328.5064 | 248.0719 | 0.065497 | 15.87% | 10.05% | 1.237% | 1.175% | 11266.2442 | 7950.2506 | 132375.5389 | 121092.5014 | 123423.1481 | -1002.1403 | 101.9% | 2330.6467 | 0.045582 | 16.84% | 10.97% | 2.206% | 2.096%
867 | 130898.7749 | 5839.1775 | 136737.9524 | 129461.7616 | 101.1% | 1437.0133 | 244.5178 | 0.064686 | 15.91% | 10.08% | 1.272% | 1.209% | 11682.585 | 3851.4978 | 134750.2727 | 132199.7982 | 133636.8115 | 2738.0366 | 101.1% | 1437.0133 | 0.065292 | 15.88% | 10.06% | 1.246% | 1.183%
868 | 135553.741 | 6612.1278 | 142165.8688 | 133689.5138 | 101.4% | 1864.2273 | 211.5849 | 0.057188 | 16.23% | 10.39% | 1.598% | 1.518% | 10468.6112 | 6559.4227 | 142113.1637 | 135433.5003 | 137297.7276 | 1743.9866 | 101.4% | 1864.2273 | 0.057661 | 16.21% | 10.37% | 1.577% | 1.499%
869 | 136350.846 | 7430.4019 | 143781.2479 | 134924.4865 | 101.1% | 1426.3595 | 250.6305 | 0.066079 | 15.84% | 10.03% | 1.211% | 1.151% | 12473.3939 | 1591.8581 | 137942.7041 | 130883.1824 | 134330.1939 | -2020.6521 | 102.6% | 3447.0116 | 0.033337 | 17.65% | 11.74% | 3.019% | 2.867%
870 | 136172.5586 | 5446.5961 | 141619.1546 | 133813.6256 | 101.8% | 2358.933 | 182.1265 | 0.048549 | 16.65% | 10.8% | 2.02% | 1.919% | 9052.2303 | 4393.7526 | 140566.3112 | 138133.3099 | 140492.2429 | 4319.6843 | 101.7% | 2358.933 | 0.04956 | 16.59% | 10.74% | 1.957% | 1.859%
871 | 127804.1124 | 5810.2124 | 133614.3249 | 126043.5816 | 101.4% | 1760.5308 | 211.3161 | 0.057127 | 16.23% | 10.4% | 1.601% | 1.521% | 9857.58 | 2506.1043 | 130310.2168 | 126694.5653 | 128455.0961 | 650.9837 | 101.4% | 1760.5308 | 0.057316 | 16.23% | 10.39% | 1.592% | 1.513%
872 | 138711.2335 | 3114.6183 | 141825.8519 | 138064.0645 | 100.5% | 647.1691 | 318.7562 | 0.083893 | 15.17% | 9.387% | 0.5368% | 0.5104% | 16138.4996 | 1000 | 139711.2335 | 135546.2384 | 137452.3205 | -1258.913 | 101.4% | 1906.0821 | 0.056877 | 16.24% | 10.41% | 1.611% | 1.531%
873 | 138000.6087 | 5187.9928 | 143188.6015 | 136218.1486 | 101.3% | 1782.4601 | 221.5305 | 0.059453 | 16.13% | 10.3% | 1.499% | 1.425% | 11158.54 | 3159.1287 | 141159.7375 | 137076.3914 | 138858.8515 | 858.2427 | 101.3% | 1782.4601 | 0.059668 | 16.12% | 10.29% | 1.49% | 1.416%
874 | 143077.2288 | 3134.0647 | 146211.2935 | 141839.1958 | 100.9% | 1238.033 | 271.9752 | 0.070937 | 15.63% | 9.827% | 1% | 0.9503% | 14203.4105 | 1004.62 | 144081.8488 | 145496.4684 | 144081.8488 | 1004.62 | 99.03% | -1414.6196 | 0.1462 | 13.52% | 7.818% | -1.115% | -1.059%
875 | 142402.1585 | 4564.1717 | 146966.3303 | 140744.8562 | 101.2% | 1657.3023 | 236.6928 | 0.062906 | 15.98% | 10.16% | 1.349% | 1.282% | 12302.5296 | 1000 | 143402.1585 | 138223.2486 | 141141.3548 | -1260.8038 | 102.1% | 2918.1061 | 0.042162 | 17.05% | 11.17% | 2.42% | 2.299%
876 | 132517.711 | 6023.5323 | 138541.2433 | 131319.9328 | 100.9% | 1197.7782 | 267.4255 | 0.069902 | 15.68% | 9.869% | 1.045% | 0.9931% | 12935.0941 | 3868.3492 | 136386.0602 | 128654.0078 | 131184.7485 | -1332.9625 | 102% | 2530.7407 | 0.044804 | 16.89% | 11.02% | 2.254% | 2.142%
877 | 133018.7925 | 6223.1014 | 139241.8939 | 132653.1127 | 100.3% | 365.6798 | 341.1163 | 0.090528 | 14.95% | 9.176% | 0.3155% | 0.3001% | 16561.8324 | 4480.1944 | 137498.9869 | 131414.9608 | 132399.7166 | -619.0759 | 100.7% | 984.7557 | 0.074251 | 15.49% | 9.692% | 0.8585% | 0.8159%
878 | 140912.8961 | 3598.5805 | 144511.4766 | 140824.0244 | 100.1% | 88.8717 | 365.7264 | 0.097831 | 14.71% | 8.945% | 0.07183% | 0.06871% | 18810.4822 | 1000 | 141912.8961 | 143949.5739 | 141912.8961 | 1000 | 98.59% | -2036.6777 | 0.17485 | 13.01% | 7.336% | -1.622% | -1.54%
879 | 133535.9094 | 3837.2388 | 137373.1482 | 133217.5784 | 100.2% | 318.331 | 345.3673 | 0.091789 | 14.91% | 9.136% | 0.2734% | 0.2602% | 16833.4142 | 1621.1518 | 135157.0612 | 132916.2073 | 133385.2239 | -150.6855 | 100.4% | 469.0166 | 0.087875 | 15.04% | 9.26% | 0.404% | 0.3842%
880 | 131741.2131 | 7011.8003 | 138753.0134 | 130513.5364 | 100.9% | 1227.6768 | 264.1203 | 0.06915 | 15.71% | 9.9% | 1.078% | 1.024% | 12700.3658 | 6022.963 | 137764.1761 | 132951.5596 | 134179.2364 | 2438.0233 | 100.9% | 1227.6768 | 0.069604 | 15.69% | 9.882% | 1.058% | 1.005%
881 | 139511.419 | 2594.5933 | 142106.0123 | 139876.5726 | 99.74% | -365.1536 | 403.2588 | 0.11115 | 14.33% | 8.592% | -0.2998% | -0.2842% | 20534.6089 | 1263.4263 | 140774.8453 | 143533.3466 | 140774.8453 | 1263.4263 | 98.08% | -2758.5013 | 0.2093 | 12.43% | 6.784% | -2.204% | -2.092%
882 | 129147.9864 | 6443.7832 | 135591.7696 | 127371.8554 | 101.4% | 1776.131 | 211.5849 | 0.057188 | 16.23% | 10.39% | 1.598% | 1.518% | 9973.9045 | 1814.4211 | 130962.4074 | 127194.6979 | 129059.4076 | -88.5788 | 101.5% | 1864.7097 | 0.055301 | 16.31% | 10.47% | 1.68% | 1.596%
883 | 133756.1274 | 2959.0715 | 136715.1989 | 132945.0279 | 100.6% | 811.0996 | 302.3993 | 0.079036 | 15.33% | 9.54% | 0.6989% | 0.6643% | 14763.4309 | 1932.1011 | 135688.2285 | 134661.0077 | 135472.1073 | 1715.9799 | 100.6% | 811.0996 | 0.079303 | 15.32% | 9.532% | 0.6899% | 0.6558%
884 | 135121.3961 | 3328.6037 | 138449.9998 | 133190.3841 | 101.4% | 1931.0121 | 205.1736 | 0.055728 | 16.29% | 10.45% | 1.661% | 1.579% | 10119.0179 | 1000 | 136121.3961 | 135674.615 | 136121.3961 | 1000 | 100.3% | 446.7811 | 0.088684 | 15.01% | 9.235% | 0.377% | 0.3585%
885 | 143339.0624 | 3282.5739 | 146621.6363 | 142445.7174 | 100.6% | 893.3449 | 300.4181 | 0.07845 | 15.35% | 9.559% | 0.7184% | 0.6828% | 15717.503 | 3347.6792 | 146686.7416 | 141082.6995 | 142657.5534 | -681.509 | 101.1% | 1574.8539 | 0.064521 | 15.91% | 10.09% | 1.279% | 1.215%
886 | 126580.5678 | 4872.519 | 131453.0868 | 124849.4026 | 101.4% | 1731.1653 | 212.4909 | 0.057395 | 16.22% | 10.39% | 1.589% | 1.51% | 9817.4834 | 2614.15 | 129194.7178 | 126183.455 | 127914.6203 | 1334.0525 | 101.4% | 1731.1653 | 0.057781 | 16.21% | 10.37% | 1.572% | 1.494%
887 | 134384.5129 | 7029.9387 | 141414.4516 | 131637.2655 | 102.1% | 2747.2474 | 160.8814 | 0.042606 | 17.03% | 11.15% | 2.392% | 2.272% | 7891.2881 | 4136.1416 | 138520.6545 | 134032.6246 | 136779.872 | 2395.3591 | 102% | 2747.2474 | 0.043289 | 16.98% | 11.11% | 2.349% | 2.232%
888 | 133378.611 | 4497.7746 | 137876.3857 | 131642.414 | 101.3% | 1736.197 | 220.3358 | 0.05918 | 16.14% | 10.31% | 1.511% | 1.436% | 10726.6516 | 4233.9789 | 137612.5899 | 133237.6628 | 134973.8598 | 1595.2488 | 101.3% | 1736.197 | 0.059596 | 16.13% | 10.29% | 1.493% | 1.419%
889 | 133165.2075 | 5154.7822 | 138319.9898 | 130144.7983 | 102.3% | 3020.4092 | 145.5583 | 0.038318 | 17.29% | 11.4% | 2.66% | 2.527% | 7074.9043 | 1525.3524 | 134690.56 | 129367.3702 | 132776.4935 | -388.7141 | 102.6% | 3409.1233 | 0.033317 | 17.65% | 11.75% | 3.02% | 2.869%
890 | 131185.174 | 6182.1364 | 137367.3104 | 129732.0721 | 101.1% | 1453.1018 | 243.3431 | 0.06442 | 15.92% | 10.1% | 1.283% | 1.219% | 11651.8956 | 2755.5964 | 133940.7704 | 130632.8804 | 132085.9822 | 900.8083 | 101.1% | 1453.1018 | 0.064624 | 15.91% | 10.09% | 1.275% | 1.211%
891 | 133042.0111 | 5414.5004 | 138456.5115 | 132892.4119 | 100.1% | 149.5992 | 360.002 | 0.096132 | 14.76% | 8.999% | 0.1285% | 0.1226% | 17481.8164 | 1750.1976 | 134792.2086 | 134097.6812 | 134247.2804 | 1205.2693 | 100.1% | 149.5992 | 0.096167 | 14.76% | 8.998% | 0.1274% | 0.1215%
892 | 128850.8247 | 7362.9043 | 136213.729 | 126838.2084 | 101.6% | 2012.6164 | 193.6728 | 0.052119 | 16.45% | 10.6% | 1.818% | 1.728% | 9108.5369 | 5158.034 | 134008.8588 | 128104.6009 | 130117.2173 | 1266.3926 | 101.6% | 2012.6164 | 0.052532 | 16.43% | 10.59% | 1.8% | 1.711%
893 | 135171.2087 | 4420.977 | 139592.1857 | 133805.3028 | 101% | 1365.9059 | 254.8417 | 0.067037 | 15.8% | 9.988% | 1.17% | 1.111% | 12573.2501 | 1000 | 136171.2087 | 133991.3348 | 135357.2408 | 186.032 | 101% | 1365.9059 | 0.067074 | 15.8% | 9.986% | 1.168% | 1.11%
894 | 136182.6136 | 3890.9318 | 140073.5454 | 136524.861 | 99.75% | -342.2475 | 402.0541 | 0.11064 | 14.35% | 8.603% | -0.2879% | -0.2729% | 19984.7663 | 1290.1129 | 137472.7265 | 140890.1252 | 137472.7265 | 1290.1129 | 97.57% | -3417.3988 | 0.25317 | 11.85% | 6.235% | -2.781% | -2.641%
895 | 132455.3129 | 5790.071 | 138245.3839 | 131001.2118 | 101.1% | 1454.1011 | 244.5178 | 0.064686 | 15.91% | 10.08% | 1.272% | 1.209% | 11821.5045 | 2601.5786 | 135056.8915 | 132158.4457 | 133612.5467 | 1157.2338 | 101.1% | 1454.1011 | 0.064942 | 15.89% | 10.07% | 1.261% | 1.198%
896 | 129677.6508 | 5894.4387 | 135572.0895 | 127940.4389 | 101.4% | 1737.2119 | 215.816 | 0.058153 | 16.19% | 10.35% | 1.556% | 1.478% | 10215.0776 | 4411.5804 | 134089.2312 | 122147.6693 | 126781.266 | -2896.3848 | 103.8% | 4633.5968 | 0.020157 | 18.98% | 13.01% | 4.348% | 4.13%
897 | 138288.1905 | 4011.7544 | 142299.9449 | 136989.2591 | 100.9% | 1298.9314 | 263.2442 | 0.068951 | 15.72% | 9.909% | 1.086% | 1.032% | 13287.2993 | 2095.9519 | 140384.1424 | 138079.5672 | 139378.4986 | 1090.3081 | 100.9% | 1298.9314 | 0.069148 | 15.71% | 9.9% | 1.078% | 1.024%
898 | 135600.0805 | 2569.0057 | 138169.0862 | 133867.2262 | 101.3% | 1732.8543 | 223.1532 | 0.059824 | 16.12% | 10.29% | 1.483% | 1.409% | 11044.7531 | 1961.7966 | 137561.8771 | 131640.9194 | 134486.9271 | -1113.1534 | 102.2% | 2846.0077 | 0.041231 | 17.11% | 11.23% | 2.478% | 2.354%
899 | 132590.8768 | 6555.1236 | 139146.0004 | 130318.7347 | 101.7% | 2272.1421 | 183.4008 | 0.048904 | 16.63% | 10.77% | 1.998% | 1.898% | 8875.8048 | 4496.5132 | 137087.39 | 130549.7587 | 132821.9008 | 231.024 | 101.7% | 2272.1421 | 0.04896 | 16.63% | 10.77% | 1.995% | 1.895%
900 | 130570.647 | 5060.8778 | 135631.5248 | 128748.9598 | 101.4% | 1821.6872 | 209.2155 | 0.056648 | 16.25% | 10.42% | 1.621% | 1.541% | 9970.8521 | 3675.9433 | 134246.5903 | 131632.655 | 133454.3422 | 2883.6952 | 101.4% | 1821.6872 | 0.057465 | 16.22% | 10.38% | 1.586% | 1.507%
901 | 136595.6223 | 4077.4813 | 140673.1036 | 135428.6169 | 100.9% | 1167.0053 | 273.2594 | 0.071231 | 15.62% | 9.814% | 0.9873% | 0.9382% | 13624.0054 | 2665.9398 | 139261.5621 | 132678.2651 | 135220.4464 | -1375.1759 | 101.9% | 2542.1813 | 0.04574 | 16.83% | 10.96% | 2.196% | 2.086%
902 | 122875.8758 | 5261.3207 | 128137.1964 | 120493.6678 | 102% | 2382.208 | 168.0892 | 0.044622 | 16.9% | 11.03% | 2.266% | 2.153% | 7538.7491 | 1000 | 123875.8758 | 121077.4496 | 123459.6576 | 583.7818 | 102% | 2382.208 | 0.044796 | 16.89% | 11.02% | 2.255% | 2.142%
903 | 138303.7587 | 2626.0207 | 140929.7794 | 142156.7825 | 97.29% | -3853.0239 | 488.8166 | 0.27798 | 11.53% | 5.925% | -3.108% | -2.951% | 24675.8884 | 3427.1292 | 141730.8879 | 142611.2004 | 141730.8879 | 3427.1292 | 99.38% | -880.3125 | 0.12871 | 13.93% | 8.204% | -0.7081% | -0.6721%
904 | 132419.5308 | 5125.9173 | 137545.4481 | 132430.8418 | 99.99% | -11.311 | 374.0194 | 0.10029 | 14.62% | 8.867% | -0.01031% | -0.009299% | 18077.5263 | 1281.4464 | 133700.9772 | 129636.3175 | 131022.2686 | -1397.2622 | 101.1% | 1385.9511 | 0.065764 | 15.86% | 10.04% | 1.225% | 1.164%
905 | 130922.4333 | 3762.1389 | 134684.5722 | 133632.1732 | 97.97% | -2709.7399 | 488.8166 | 0.21852 | 12.31% | 6.668% | -2.325% | -2.208% | 23358.9266 | 1000 | 131922.4333 | 136997.1491 | 131922.4333 | 1000 | 96.3% | -5074.7158 | 0.39473 | 10.39% | 4.843% | -4.247% | -4.033%
906 | 134978.7148 | 4524.4262 | 139503.141 | 133808.8185 | 100.9% | 1169.8963 | 271.8059 | 0.070899 | 15.64% | 9.828% | 1.002% | 0.9519% | 13391.1253 | 1443.4237 | 136422.1385 | 134342.7437 | 135512.64 | 533.9251 | 100.9% | 1169.8963 | 0.07099 | 15.63% | 9.824% | 0.9977% | 0.9481%
907 | 131946.7472 | 7354.8915 | 139301.6388 | 129846.1747 | 101.6% | 2100.5725 | 191.644 | 0.051302 | 16.49% | 10.64% | 1.854% | 1.761% | 9229.6821 | 4833.5265 | 136780.2737 | 126212.4702 | 130129.895 | -1816.8522 | 103.1% | 3917.4248 | 0.02741 | 18.19% | 12.26% | 3.557% | 3.379%
908 | 129705.686 | 7041.1831 | 136746.8691 | 128496.9781 | 100.9% | 1208.708 | 264.1203 | 0.06915 | 15.71% | 9.9% | 1.078% | 1.024% | 12504.1331 | 2876.7681 | 132582.4541 | 132948.9896 | 132582.4541 | 2876.7681 | 99.72% | -366.5355 | 0.11187 | 14.32% | 8.576% | -0.3166% | -0.3002%
909 | 129209.4658 | 7341.4469 | 136550.9127 | 127599.3055 | 101.3% | 1610.1602 | 226.9264 | 0.060682 | 16.08% | 10.25% | 1.446% | 1.374% | 10702.1787 | 4085.9108 | 133295.3766 | 126868.6318 | 128844.1289 | -365.3369 | 101.6% | 1975.4971 | 0.0529 | 16.42% | 10.57% | 1.784% | 1.695%
910 | 131632.4988 | 5780.7105 | 137413.2092 | 129928.5898 | 101.3% | 1703.909 | 221.192 | 0.059376 | 16.14% | 10.3% | 1.503% | 1.428% | 10627.3604 | 3652.9278 | 135285.4265 | 128361.166 | 130848.7869 | -783.7119 | 101.9% | 2487.6209 | 0.045338 | 16.85% | 10.99% | 2.221% | 2.11%
911 | 137320.0696 | 3379.988 | 140700.0576 | 136487.3582 | 100.6% | 832.7114 | 302.3993 | 0.079036 | 15.33% | 9.54% | 0.6989% | 0.6643% | 15156.8036 | 2762.1308 | 140082.2004 | 133914.9404 | 136033.8607 | -1286.2089 | 101.6% | 2118.9203 | 0.052236 | 16.45% | 10.6% | 1.813% | 1.723%
912 | 134989.5828 | 6234.7148 | 141224.2976 | 132551.8241 | 101.8% | 2437.7587 | 177.1288 | 0.047151 | 16.74% | 10.88% | 2.108% | 2.002% | 8727.3491 | 1258.6688 | 136248.2516 | 131465.8191 | 134446.5803 | -543.0025 | 102.3% | 2980.7612 | 0.039299 | 17.23% | 11.34% | 2.599% | 2.469%
913 | 132192.2072 | 4173.6481 | 136365.8553 | 130846.0478 | 101% | 1346.1594 | 253.9158 | 0.066826 | 15.81% | 9.996% | 1.179% | 1.12% | 12251.4786 | 1000 | 133192.2072 | 129863.6533 | 131701.01 | -491.1972 | 101.4% | 1837.3567 | 0.05665 | 16.25% | 10.42% | 1.621% | 1.54%
914 | 137984.5862 | 5479.5699 | 143464.1562 | 135037.5877 | 102.2% | 2946.9985 | 154.6293 | 0.040857 | 17.13% | 11.25% | 2.501% | 2.376% | 7787.8088 | 1181.2006 | 139165.7868 | 134053.1845 | 137492.3846 | -492.2016 | 102.6% | 3439.2001 | 0.034196 | 17.57% | 11.67% | 2.94% | 2.793%
915 | 130339.8003 | 3098.5948 | 133438.3952 | 130001.2471 | 100.3% | 338.5532 | 342.8785 | 0.091051 | 14.93% | 9.16% | 0.298% | 0.2835% | 16312.1094 | 1000 | 131339.8003 | 129420.831 | 130049.5923 | -290.2081 | 100.5% | 628.7613 | 0.083306 | 15.19% | 9.405% | 0.5564% | 0.5289%
916 | 133007.9502 | 4366.591 | 137374.5412 | 131276.5781 | 101.3% | 1731.3721 | 220.3358 | 0.05918 | 16.14% | 10.31% | 1.511% | 1.436% | 10696.8421 | 1322.1525 | 134330.1028 | 130764.8689 | 132752.0956 | -255.8546 | 101.5% | 1987.2267 | 0.053886 | 16.37% | 10.53% | 1.742% | 1.655%
917 | 137514.6607 | 3893.4944 | 141408.1551 | 136548.7293 | 100.7% | 965.9314 | 291.1296 | 0.075693 | 15.44% | 9.646% | 0.8104% | 0.7702% | 14612.6253 | 2520.5621 | 140035.2228 | 136443.6121 | 137462.1021 | -52.5586 | 100.7% | 1018.49 | 0.07435 | 15.49% | 9.689% | 0.8552% | 0.8127%
918 | 138504.4821 | 4588.5481 | 143093.0301 | 139062.3313 | 99.6% | -557.8492 | 419.4763 | 0.11806 | 14.17% | 8.439% | -0.4604% | -0.4368% | 21206.2632 | 3290.1463 | 141794.6284 | 140059.6947 | 140059.6947 | 1555.2126 | 100% | 0 | 0.1 | 14.63% | 8.876% | -0.0005144% | 0%
919 | 137840.077 | 3960.9218 | 141800.9988 | 139863.6364 | 98.55% | -2023.5594 | 488.8166 | 0.17694 | 12.97% | 7.301% | -1.659% | -1.575% | 24593.1592 | 1000 | 138840.077 | 140114.4337 | 138840.077 | 1000 | 99.09% | -1274.3567 | 0.14311 | 13.59% | 7.886% | -1.043% | -0.9902%
920 | 144723.2931 | 3420.9003 | 148144.1933 | 144632.0182 | 100.1% | 91.2749 | 365.7264 | 0.097831 | 14.71% | 8.945% | 0.07183% | 0.06871% | 19319.1327 | 2694.6521 | 147417.9451 | 147901.8889 | 147417.9451 | 2694.6521 | 99.67% | -483.9438 | 0.11441 | 14.26% | 8.52% | -0.3756% | -0.3562%
921 | 119611.3222 | 5424.9657 | 125036.2879 | 118054.2716 | 101.3% | 1557.0506 | 220.3259 | 0.059179 | 16.14% | 10.31% | 1.511% | 1.436% | 9619.0161 | 3506.4038 | 123117.726 | 113373.4939 | 117270.9333 | -2340.3889 | 103.4% | 3897.4394 | 0.023419 | 18.57% | 12.62% | 3.94% | 3.743%
922 | 135963.351 | 6685.4781 | 142648.8291 | 134774.989 | 100.9% | 1188.362 | 270.9398 | 0.070703 | 15.64% | 9.836% | 1.01% | 0.96% | 13445.8271 | 4557.0061 | 140520.3571 | 132695.8416 | 134923.7773 | -1039.5737 | 101.7% | 2227.9357 | 0.050087 | 16.56% | 10.7% | 1.924% | 1.828%
923 | 130782.265 | 7145.1197 | 137927.3847 | 129152.9456 | 101.3% | 1629.3194 | 226.9662 | 0.060691 | 16.08% | 10.25% | 1.446% | 1.374% | 10834.3516 | 5571.1694 | 136353.4343 | 126447.4924 | 129429.5384 | -1352.7266 | 102.4% | 2982.046 | 0.03763 | 17.34% | 11.44% | 2.703% | 2.568%
924 | 123209.3957 | 10013.3514 | 133222.7471 | 120766.7572 | 102% | 2442.6385 | 165.1025 | 0.043786 | 16.95% | 11.08% | 2.318% | 2.202% | 7424.8971 | 4753.3535 | 127962.7492 | 120080.6853 | 122866.3598 | -343.0359 | 102.3% | 2785.6744 | 0.038336 | 17.29% | 11.4% | 2.659% | 2.526%
925 | 128677.2887 | 4695.4086 | 133372.6973 | 127440.7855 | 101% | 1236.5033 | 260.6956 | 0.068369 | 15.75% | 9.933% | 1.112% | 1.056% | 12244.1428 | 4705.3736 | 133382.6623 | 128912.9909 | 130149.4941 | 1472.2054 | 101% | 1236.5033 | 0.068661 | 15.73% | 9.921% | 1.099% | 1.044%
926 | 135835.946 | 5339.2895 | 141175.2355 | 133482.8442 | 101.8% | 2353.1018 | 182.1265 | 0.048549 | 16.65% | 10.8% | 2.02% | 1.919% | 9029.8536 | 1769.0034 | 137604.9494 | 136889.7588 | 137604.9494 | 1769.0034 | 100.5% | 715.1907 | 0.082047 | 15.23% | 9.445% | 0.5984% | 0.5688%
927 | 138464.4952 | 3474.9557 | 141939.4509 | 137510.1546 | 100.7% | 954.3406 | 292.6827 | 0.076152 | 15.43% | 9.632% | 0.7951% | 0.7556% | 14792.048 | 1000 | 139464.4952 | 134930.2393 | 137174.5375 | -1289.9576 | 101.7% | 2244.2982 | 0.050375 | 16.54% | 10.69% | 1.906% | 1.811%
928 | 135759.5691 | 5261.9988 | 141021.5679 | 133873.3568 | 101.4% | 1886.2122 | 209.9024 | 0.056806 | 16.25% | 10.41% | 1.615% | 1.534% | 10401.1361 | 1000 | 136759.5691 | 136349.2342 | 136759.5691 | 1000 | 100.3% | 410.3349 | 0.089659 | 14.98% | 9.204% | 0.3445% | 0.3277%
929 | 133618.3282 | 4850.1956 | 138468.5237 | 132438.6742 | 100.9% | 1179.6539 | 269.9044 | 0.070466 | 15.65% | 9.846% | 1.021% | 0.9698% | 13163.4247 | 1000 | 134618.3282 | 134063.2182 | 134618.3282 | 1000 | 100.4% | 555.11 | 0.085772 | 15.11% | 9.327% | 0.4741% | 0.4508%
930 | 133347.2034 | 3237.7737 | 136584.9772 | 132193.3634 | 100.9% | 1153.8401 | 271.9752 | 0.070937 | 15.63% | 9.827% | 1% | 0.9503% | 13237.5018 | 3417.7095 | 136764.913 | 131671.0014 | 133086.0225 | -261.181 | 101.1% | 1415.021 | 0.065617 | 15.86% | 10.05% | 1.231% | 1.17%
931 | 134663.0852 | 4316.1245 | 138979.2097 | 132634.5231 | 101.5% | 2028.5621 | 197.43 | 0.05363 | 16.39% | 10.54% | 1.753% | 1.665% | 9704.0841 | 1335.3945 | 135998.4796 | 133707.095 | 135735.657 | 1072.5719 | 101.5% | 2028.5621 | 0.053953 | 16.37% | 10.53% | 1.739% | 1.652%
932 | 131317.3958 | 6009.2993 | 137326.6951 | 129862.8293 | 101.1% | 1454.5664 | 243.3431 | 0.06442 | 15.92% | 10.1% | 1.283% | 1.219% | 11663.6396 | 3438.2711 | 134755.6669 | 131122.949 | 132577.5154 | 1260.1196 | 101.1% | 1454.5664 | 0.064704 | 15.9% | 10.08% | 1.271% | 1.208%
933 | 127936.4428 | 9822.8042 | 137759.247 | 126642.0295 | 101% | 1294.4133 | 254.6924 | 0.067003 | 15.8% | 9.989% | 1.171% | 1.113% | 11893.3189 | 5671.8559 | 133608.2987 | 122867.4542 | 126049.1551 | -1887.2876 | 102.6% | 3181.7009 | 0.033893 | 17.6% | 11.7% | 2.968% | 2.819%
934 | 135074.5546 | 4490.9458 | 139565.5003 | 134038.856 | 100.8% | 1035.6985 | 283.5734 | 0.073577 | 15.52% | 9.717% | 0.8852% | 0.8413% | 13980.7942 | 1000 | 136074.5546 | 135901.6395 | 136074.5546 | 1000 | 100.1% | 172.9151 | 0.095628 | 14.78% | 9.015% | 0.1453% | 0.1385%
935 | 139080.7815 | 5570.4685 | 144651.25 | 137435.1568 | 101.2% | 1645.6247 | 234.393 | 0.062382 | 16.01% | 10.18% | 1.372% | 1.304% | 11898.8419 | 4312.3319 | 143393.1134 | 139361.8546 | 141007.4793 | 1926.6978 | 101.2% | 1645.6247 | 0.062819 | 15.99% | 10.16% | 1.353% | 1.286%
936 | 123123.5217 | 10383.9115 | 133507.4332 | 121698.8906 | 101.2% | 1424.6311 | 237.4992 | 0.063088 | 15.97% | 10.15% | 1.341% | 1.275% | 10673.2327 | 5243.3544 | 128366.8761 | 121605.7131 | 123076.933 | -46.5887 | 101.2% | 1471.2198 | 0.062054 | 16.02% | 10.19% | 1.386% | 1.317%
937 | 126712.7081 | 8955.3108 | 135668.0189 | 124919.249 | 101.4% | 1793.4591 | 206.8063 | 0.056101 | 16.28% | 10.44% | 1.645% | 1.563% | 9564.8181 | 3135.1532 | 129847.8613 | 127875.2212 | 129668.6803 | 2955.9723 | 101.4% | 1793.4591 | 0.056975 | 16.24% | 10.4% | 1.607% | 1.527%
938 | 141118.7862 | 3651.2366 | 144770.0228 | 140135.5755 | 100.7% | 983.2107 | 291.7966 | 0.075891 | 15.44% | 9.64% | 0.8038% | 0.7639% | 15029.9651 | 1156.3201 | 142275.1063 | 143212.9656 | 142275.1063 | 1156.3201 | 99.35% | -937.8593 | 0.13056 | 13.88% | 8.163% | -0.7512% | -0.713%
939 | 141867.5345 | 4097.5176 | 145965.0521 | 140534.9825 | 100.9% | 1332.552 | 263.2442 | 0.068951 | 15.72% | 9.909% | 1.086% | 1.032% | 13631.2174 | 1064.5529 | 142932.0874 | 137913.2713 | 140556.6789 | -1310.8556 | 101.9% | 2643.4076 | 0.045728 | 16.83% | 10.96% | 2.197% | 2.087%
940 | 134080.2522 | 3353.7352 | 137433.9874 | 132164.1191 | 101.4% | 1916.1331 | 205.1736 | 0.055728 | 16.29% | 10.45% | 1.661% | 1.579% | 10041.0484 | 3191.6648 | 137271.917 | 130030.7758 | 133013.5806 | -1066.6716 | 102.3% | 2982.8048 | 0.038811 | 17.26% | 11.37% | 2.629% | 2.498%
941 | 139341.6006 | 6531.6375 | 145873.2382 | 137216.5879 | 101.5% | 2125.0127 | 196.1703 | 0.053123 | 16.41% | 10.56% | 1.775% | 1.686% | 9977.1589 | 2831.3824 | 142172.9831 | 136526.5187 | 138996.566 | -345.0346 | 101.8% | 2470.0473 | 0.047699 | 16.71% | 10.85% | 2.073% | 1.97%
942 | 131610.5435 | 3307.0593 | 134917.6027 | 130420.3129 | 100.9% | 1190.2306 | 267.3658 | 0.069889 | 15.68% | 9.87% | 1.046% | 0.9936% | 12843.6758 | 1000 | 132610.5435 | 132003.3051 | 132610.5435 | 1000 | 100.5% | 607.2384 | 0.084193 | 15.16% | 9.377% | 0.5268% | 0.5008%
943 | 130131.4198 | 5915.0645 | 136046.4843 | 127758.345 | 101.9% | 2373.0748 | 175.9284 | 0.046814 | 16.76% | 10.9% | 2.129% | 2.022% | 8356.2425 | 6626.0353 | 136757.4551 | 123890.078 | 128197.2863 | -1934.1335 | 103.5% | 4307.2083 | 0.023062 | 18.62% | 12.66% | 3.985% | 3.785%
944 | 134481.5065 | 4802.9109 | 139284.4175 | 132042.0881 | 101.8% | 2439.4184 | 176.585 | 0.046998 | 16.75% | 10.89% | 2.117% | 2.011% | 8667.8049 | 4768.0152 | 139249.5217 | 129851.4683 | 133386.1966 | -1095.3099 | 102.7% | 3534.7283 | 0.032222 | 17.75% | 11.84% | 3.12% | 2.964%
945 | 138297.9373 | 4432.6262 | 142730.5635 | 136751.2834 | 101.1% | 1546.6539 | 242.0887 | 0.064132 | 15.93% | 10.11% | 1.296% | 1.231% | 12220.3324 | 1000 | 139297.9373 | 136067.3249 | 137955.9581 | -341.9793 | 101.4% | 1888.6332 | 0.057357 | 16.22% | 10.39% | 1.591% | 1.511%
946 | 127436.6667 | 6663.3551 | 134100.0219 | 125932.6019 | 101.2% | 1504.0649 | 234.7514 | 0.062463 | 16% | 10.18% | 1.369% | 1.3% | 10919.3183 | 4692.3174 | 132128.9842 | 127286.0287 | 128790.0935 | 1353.4268 | 101.2% | 1504.0649 | 0.062797 | 15.99% | 10.16% | 1.354% | 1.287%
947 | 129317.4424 | 4484.998 | 133802.4404 | 129763.1765 | 99.66% | -445.7341 | 412.8061 | 0.11522 | 14.24% | 8.502% | -0.3943% | -0.374% | 19484.8066 | 4323.2575 | 133640.6999 | 131069.9602 | 131069.9602 | 1752.5177 | 100% | 0 | 0.1 | 14.63% | 8.876% | -0.0005144% | 0%
948 | 134249.1909 | 3729.1442 | 137978.3351 | 133447.9412 | 100.6% | 801.2497 | 303.5143 | 0.079368 | 15.32% | 9.53% | 0.6878% | 0.6537% | 14872.4902 | 1402.191 | 135651.3819 | 135647.3938 | 135651.3819 | 1402.191 | 100% | 3.9881 | 0.099899 | 14.64% | 8.879% | 0.002856% | 0.003201%
949 | 133961.3964 | 7475.2073 | 141436.6037 | 131828.751 | 101.6% | 2132.6455 | 191.644 | 0.051302 | 16.49% | 10.64% | 1.854% | 1.761% | 9370.607 | 7811.7087 | 141773.1051 | 128747.534 | 132420.7879 | -1540.6085 | 102.9% | 3673.2539 | 0.030571 | 17.9% | 11.98% | 3.27% | 3.106%
950 | 139899.6521 | 4243.2716 | 144142.9237 | 139124.844 | 100.6% | 774.8081 | 308.5518 | 0.080863 | 15.27% | 9.483% | 0.6379% | 0.6063% | 15755.6953 | 2537.8964 | 142437.5485 | 137588.6986 | 139131.5794 | -768.0727 | 101.1% | 1542.8808 | 0.064386 | 15.92% | 10.1% | 1.285% | 1.221%
951 | 122479.1153 | 7198.266 | 129677.3813 | 120883.8056 | 101.3% | 1595.3097 | 220.2363 | 0.059158 | 16.15% | 10.31% | 1.512% | 1.437% | 9845.6354 | 4518.7085 | 126997.8238 | 121026.8911 | 122622.2008 | 143.0855 | 101.3% | 1595.3097 | 0.059199 | 16.14% | 10.31% | 1.511% | 1.435%
952 | 133721.2333 | 7105.8192 | 140827.0525 | 131781.1485 | 101.5% | 1940.0848 | 202.5752 | 0.055138 | 16.32% | 10.48% | 1.687% | 1.603% | 9887.339 | 4371.956 | 138093.1892 | 133388.4738 | 135328.5586 | 1607.3253 | 101.5% | 1940.0848 | 0.055606 | 16.3% | 10.46% | 1.667% | 1.584%
953 | 131643.4615 | 7663.7095 | 139307.171 | 130212.0803 | 101.1% | 1431.3812 | 245.7623 | 0.064969 | 15.89% | 10.07% | 1.26% | 1.197% | 11808.8428 | 5348.6204 | 136992.0819 | 131230.8737 | 132662.2549 | 1018.7934 | 101.1% | 1431.3812 | 0.065194 | 15.88% | 10.06% | 1.25% | 1.188%
954 | 129025.9428 | 4778.7386 | 133804.6814 | 126796.3718 | 101.8% | 2229.571 | 182.4231 | 0.048631 | 16.65% | 10.79% | 2.015% | 1.914% | 8591.1182 | 2637.2441 | 131663.187 | 124594.6844 | 127925.0991 | -1100.8437 | 102.7% | 3330.4147 | 0.032841 | 17.7% | 11.79% | 3.064% | 2.91%
955 | 126123.1678 | 5177.4261 | 131300.5939 | 124385.7924 | 101.4% | 1737.3754 | 211.3161 | 0.057127 | 16.23% | 10.4% | 1.601% | 1.521% | 9727.9281 | 6053.9048 | 132177.0726 | 124990.4421 | 126727.8175 | 604.6496 | 101.4% | 1737.3754 | 0.057305 | 16.23% | 10.39% | 1.593% | 1.513%
956 | 134650.3738 | 6518.9766 | 141169.3504 | 131181.4046 | 102.6% | 3468.9693 | 124.3446 | 0.033202 | 17.66% | 11.76% | 3.031% | 2.879% | 6111.2116 | 2751.0052 | 137401.3791 | 128384.4681 | 133251.9056 | -1398.4682 | 103.8% | 4867.4375 | 0.020177 | 18.98% | 13% | 4.346% | 4.128%
957 | 142300.2023 | 4008.2305 | 146308.4329 | 141930.5824 | 100.3% | 369.6199 | 342.8785 | 0.091051 | 14.93% | 9.16% | 0.298% | 0.2835% | 17808.9614 | 5081.1036 | 147381.306 | 146187.2493 | 146556.8693 | 4256.6669 | 100.3% | 369.6199 | 0.091312 | 14.92% | 9.151% | 0.2893% | 0.2753%
958 | 131045.1817 | 6831.7936 | 137876.9752 | 127621.9171 | 102.7% | 3423.2646 | 121.8557 | 0.032723 | 17.71% | 11.8% | 3.074% | 2.92% | 5828.5402 | 2540.3258 | 133585.5075 | 123490.0739 | 128979.2601 | -2065.9216 | 104.4% | 5489.1862 | 0.014637 | 19.73% | 13.72% | 5.095% | 4.84%
959 | 140270.9307 | 2663.3721 | 142934.3028 | 145273.3025 | 96.56% | -5002.3718 | 488.8166 | 0.36136 | 10.69% | 5.127% | -3.948% | -3.749% | 25026.8674 | 1000 | 141270.9307 | 140641.9371 | 137955.248 | -2315.6827 | 98.09% | -2686.6891 | 0.20829 | 12.44% | 6.796% | -2.19% | -2.08%
960 | 131756.2429 | 5224.2666 | 136980.5095 | 131268.882 | 100.4% | 487.3608 | 330.0458 | 0.087242 | 15.06% | 9.28% | 0.4251% | 0.4042% | 15872.2413 | 3064.5868 | 134820.8297 | 135098.2486 | 134820.8297 | 3064.5868 | 99.79% | -277.419 | 0.10841 | 14.4% | 8.653% | -0.2359% | -0.2236%
961 | 133329.903 | 4338.9152 | 137668.8182 | 134013.4847 | 99.49% | -683.5817 | 432.09 | 0.12343 | 14.05% | 8.321% | -0.5852% | -0.5554% | 21027.8383 | 1000 | 134329.903 | 134752.5074 | 134329.903 | 1000 | 99.69% | -422.6044 | 0.11374 | 14.27% | 8.535% | -0.36% | -0.3415%
962 | 134557.6464 | 4532.1483 | 139089.7948 | 133261.0553 | 101% | 1296.5911 | 260.377 | 0.068298 | 15.75% | 9.936% | 1.115% | 1.059% | 12788.0352 | 7810.8614 | 142368.5078 | 134739.5245 | 136036.1156 | 1478.4692 | 101% | 1296.5911 | 0.068579 | 15.74% | 9.924% | 1.103% | 1.048%
963 | 133625.3096 | 3842.9388 | 137468.2484 | 132275.025 | 101% | 1350.2846 | 254.8417 | 0.067037 | 15.8% | 9.988% | 1.17% | 1.111% | 12429.4549 | 2595.548 | 136220.8576 | 133589.7632 | 134940.0478 | 1314.7382 | 101% | 1350.2846 | 0.067301 | 15.79% | 9.977% | 1.158% | 1.1%
964 | 128917.5702 | 2929.9448 | 131847.515 | 130020.8932 | 99.15% | -1103.3229 | 471.2849 | 0.14011 | 13.66% | 7.952% | -0.9733% | -0.9239% | 22176.2707 | 3556.6535 | 132474.2237 | 127622.1569 | 127718.2021 | -1199.3681 | 100.1% | 96.0452 | 0.097414 | 14.72% | 8.958% | 0.08576% | 0.08194%
965 | 134098.0258 | 5056.6391 | 139154.6649 | 132726.8648 | 101% | 1371.161 | 253.4181 | 0.066714 | 15.82% | 10% | 1.184% | 1.125% | 12403.7444 | 4062.9706 | 138160.9964 | 134801.3691 | 136172.5301 | 2074.5043 | 101% | 1371.161 | 0.067133 | 15.8% | 9.984% | 1.165% | 1.107%
966 | 133781.2553 | 4561.2673 | 138342.5227 | 132182.9734 | 101.2% | 1598.282 | 233.0391 | 0.062072 | 16.02% | 10.19% | 1.386% | 1.316% | 11379.3354 | 1000 | 134781.2553 | 131193.2243 | 133286.3808 | -494.8746 | 101.6% | 2093.1565 | 0.051889 | 16.46% | 10.61% | 1.828% | 1.737%
967 | 132876.0843 | 5976.4748 | 138852.5592 | 131533.0225 | 101% | 1343.0619 | 254.8118 | 0.06703 | 15.8% | 9.988% | 1.17% | 1.112% | 12358.3155 | 1221.7281 | 134097.8125 | 135254.698 | 134097.8125 | 1221.7281 | 99.14% | -1156.8856 | 0.14044 | 13.65% | 7.945% | -0.981% | -0.9313%
968 | 128473.6935 | 7288.4257 | 135762.1192 | 125883.4832 | 102.1% | 2590.2104 | 162.8128 | 0.043144 | 16.99% | 11.12% | 2.358% | 2.24% | 7634.7624 | 6014.5631 | 134488.2567 | 124925.755 | 127994.8294 | -478.8641 | 102.5% | 3069.0744 | 0.035826 | 17.45% | 11.55% | 2.816% | 2.675%
969 | 133678.3074 | 4404.9151 | 138083.2225 | 132317.0145 | 101% | 1361.2929 | 253.9158 | 0.066826 | 15.81% | 9.996% | 1.179% | 1.12% | 12389.2093 | 3265.8543 | 136944.1617 | 131305.7654 | 133172.6829 | -505.6245 | 101.4% | 1866.9175 | 0.056467 | 16.26% | 10.42% | 1.629% | 1.548%
970 | 132998.1662 | 6471.6079 | 139469.7741 | 129571.7624 | 102.6% | 3426.4038 | 124.3446 | 0.033202 | 17.66% | 11.76% | 3.031% | 2.879% | 6036.2249 | 1594.6229 | 134592.7892 | 132084.8596 | 134592.7892 | 1594.6229 | 101.9% | 2507.9295 | 0.046058 | 16.81% | 10.94% | 2.176% | 2.067%
971 | 135074.086 | 5077.9732 | 140152.0591 | 133014.9276 | 101.5% | 2059.1584 | 196.209 | 0.053139 | 16.41% | 10.56% | 1.774% | 1.685% | 9673.503 | 1831.3253 | 136905.4113 | 133352.7962 | 135411.9546 | 337.8686 | 101.5% | 2059.1584 | 0.053242 | 16.4% | 10.56% | 1.77% | 1.681%
972 | 127743.2247 | 3623.9213 | 131367.1459 | 126366.2001 | 101.1% | 1377.0245 | 246.8673 | 0.065221 | 15.88% | 10.06% | 1.249% | 1.186% | 11510.504 | 2694.3162 | 130437.5409 | 128071.5222 | 129448.5467 | 1705.3221 | 101.1% | 1377.0245 | 0.065603 | 15.87% | 10.05% | 1.232% | 1.171%
973 | 135855.0374 | 3552.1698 | 139407.2072 | 134900.7635 | 100.7% | 954.2739 | 291.1296 | 0.075693 | 15.44% | 9.646% | 0.8104% | 0.7702% | 14436.2699 | 1692.2116 | 137547.249 | 135289.6921 | 136243.966 | 388.9286 | 100.7% | 954.2739 | 0.075762 | 15.44% | 9.644% | 0.8081% | 0.768%
974 | 123070.2061 | 9025.1484 | 132095.3545 | 120780.0318 | 101.9% | 2290.1743 | 173.393 | 0.046105 | 16.81% | 10.94% | 2.173% | 2.064% | 7788.9202 | 6972.7025 | 130042.9086 | 120128.4318 | 122744.4061 | -325.8 | 102.2% | 2615.9743 | 0.040943 | 17.13% | 11.25% | 2.496% | 2.371%
975 | 139936.8423 | 4021.1736 | 143958.016 | 141351.023 | 99% | -1414.1807 | 488.8166 | 0.14779 | 13.49% | 7.787% | -1.147% | -1.089% | 24967.26 | 1000 | 140936.8423 | 140139.0257 | 139330.8437 | -605.9986 | 99.42% | -808.182 | 0.12671 | 13.97% | 8.248% | -0.6616% | -0.6279%
976 | 124751.0497 | 6554.7589 | 131305.8086 | 122922.1113 | 101.5% | 1828.9383 | 200.7633 | 0.054725 | 16.34% | 10.5% | 1.705% | 1.62% | 9141.5806 | 5263.9675 | 130015.0172 | 122543.5991 | 124561.7935 | -189.2561 | 101.6% | 2018.1944 | 0.050675 | 16.52% | 10.67% | 1.887% | 1.793%
977 | 133981.6815 | 4646.7635 | 138628.445 | 132447.7178 | 101.2% | 1533.9638 | 238.9427 | 0.063416 | 15.96% | 10.14% | 1.327% | 1.261% | 11685.0906 | 2953.9541 | 136935.6357 | 137262.4088 | 136935.6357 | 2953.9541 | 99.76% | -326.7731 | 0.11002 | 14.36% | 8.617% | -0.2734% | -0.2592%
978 | 127550.0658 | 5957.343 | 133507.4088 | 126435.2386 | 100.9% | 1114.8272 | 270.9398 | 0.070703 | 15.64% | 9.836% | 1.01% | 0.96% | 12613.8118 | 3647.2494 | 131197.3151 | 128601.9443 | 129716.7715 | 2166.7057 | 100.9% | 1114.8272 | 0.071094 | 15.63% | 9.82% | 0.9932% | 0.9438%
979 | 131882.0244 | 4213.4055 | 136095.4299 | 130887.1046 | 100.8% | 994.9198 | 285.0269 | 0.073908 | 15.5% | 9.704% | 0.8709% | 0.8276% | 13720.3211 | 2457.545 | 134339.5694 | 130111.5227 | 131494.2335 | -387.7909 | 101.1% | 1382.7108 | 0.065932 | 15.85% | 10.03% | 1.218% | 1.157%
980 | 131443.772 | 3374.8814 | 134818.6535 | 130527.9696 | 100.7% | 915.8024 | 291.7966 | 0.075891 | 15.44% | 9.64% | 0.8038% | 0.7639% | 13999.5203 | 1208.3022 | 132652.0743 | 127868.6712 | 130114.1228 | -1329.6492 | 101.8% | 2245.4516 | 0.048674 | 16.65% | 10.79% | 2.013% | 1.912%
981 | 129180.3956 | 6853.1494 | 136033.545 | 127829.0458 | 101.1% | 1351.3498 | 250.6305 | 0.066079 | 15.84% | 10.03% | 1.211% | 1.151% | 11817.4402 | 5220.0957 | 134400.4913 | 125805.9142 | 128168.8298 | -1011.5658 | 101.9% | 2362.9156 | 0.046434 | 16.79% | 10.92% | 2.153% | 2.045%
982 | 138445.5389 | 2583.8632 | 141029.4021 | 136676.3221 | 101.3% | 1769.2168 | 223.1532 | 0.059824 | 16.12% | 10.29% | 1.483% | 1.409% | 11276.5184 | 4614.8681 | 143060.4069 | 139243.7491 | 141012.9659 | 2567.427 | 101.3% | 1769.2168 | 0.060453 | 16.09% | 10.26% | 1.456% | 1.383%
983 | 132834.8231 | 4551.1185 | 137385.9416 | 131482.1197 | 101% | 1352.7034 | 253.9158 | 0.066826 | 15.81% | 9.996% | 1.179% | 1.12% | 12311.0357 | 4913.4094 | 137748.2325 | 130806.8653 | 132497.1959 | -337.6272 | 101.3% | 1690.3306 | 0.059882 | 16.11% | 10.28% | 1.481% | 1.407%
984 | 140603.168 | 4926.0102 | 145529.1782 | 138680.2242 | 101.4% | 1922.9438 | 212.4909 | 0.057395 | 16.22% | 10.39% | 1.589% | 1.51% | 10905.0645 | 3471.3774 | 144074.5454 | 140366.4459 | 142289.3897 | 1686.2217 | 101.4% | 1922.9438 | 0.057834 | 16.2% | 10.37% | 1.57% | 1.492%
985 | 126923.7172 | 5769.2599 | 132692.9771 | 124917.3084 | 101.6% | 2006.4089 | 192.3991 | 0.051606 | 16.47% | 10.62% | 1.841% | 1.749% | 8913.3048 | 5328.2671 | 132251.9844 | 126998.8498 | 129005.2587 | 2081.5415 | 101.6% | 2006.4089 | 0.0523 | 16.44% | 10.6% | 1.811% | 1.72%
986 | 142274.5576 | 2161.2285 | 144435.7861 | 141669.8939 | 100.4% | 604.6637 | 323.6145 | 0.085334 | 15.12% | 9.341% | 0.4888% | 0.4647% | 16805.3707 | 1000 | 143274.5576 | 141069.915 | 141974.5681 | -299.9894 | 100.6% | 904.6531 | 0.077964 | 15.37% | 9.574% | 0.7346% | 0.6982%
987 | 136567.5718 | 2593.0552 | 139160.627 | 138058.1266 | 98.92% | -1490.5548 | 488.8166 | 0.15296 | 13.4% | 7.701% | -1.238% | -1.175% | 24366.1213 | 2742.9697 | 139310.5415 | 139937.7016 | 139310.5415 | 2742.9697 | 99.55% | -627.1601 | 0.12037 | 14.12% | 8.388% | -0.5143% | -0.488%
988 | 134248.1391 | 6102.1881 | 140350.3272 | 132908.9407 | 101% | 1339.1984 | 256.3749 | 0.067385 | 15.79% | 9.973% | 1.155% | 1.097% | 12562.514 | 4429.8155 | 138677.9546 | 130646.6048 | 133116.9711 | -1131.168 | 101.9% | 2470.3663 | 0.046202 | 16.8% | 10.93% | 2.167% | 2.059%
989 | 125504.5192 | 6790.5156 | 132295.0348 | 124701.9874 | 100.6% | 802.5318 | 298.5166 | 0.077886 | 15.37% | 9.577% | 0.7372% | 0.7007% | 13674.7923 | 2349.6357 | 127854.1549 | 124826.4152 | 125628.947 | 124.4278 | 100.6% | 802.5318 | 0.077908 | 15.37% | 9.576% | 0.7365% | 0.7%
990 | 132936.1636 | 6675.2845 | 139611.4481 | 131194.3794 | 101.3% | 1741.7842 | 219.3204 | 0.058949 | 16.15% | 10.32% | 1.521% | 1.445% | 10641.7968 | 5495.2784 | 138431.442 | 134963.9614 | 136705.7456 | 3769.582 | 101.3% | 1741.7842 | 0.059926 | 16.11% | 10.28% | 1.479% | 1.405%
991 | 137465.2288 | 3142.0624 | 140607.2912 | 138128.5336 | 99.52% | -663.3048 | 428.6354 | 0.12195 | 14.08% | 8.353% | -0.551% | -0.5228% | 21506.6999 | 3431.2957 | 140896.5246 | 137237.1138 | 137019.5189 | -445.7099 | 99.84% | -217.5949 | 0.1061 | 14.45% | 8.704% | -0.1823% | -0.1726%
992 | 123369.9792 | 8058.6391 | 131428.6183 | 122110.3173 | 101% | 1259.6619 | 253.5973 | 0.066753 | 15.82% | 9.999% | 1.182% | 1.123% | 11419.4953 | 5190.9688 | 128560.948 | 124919.019 | 126178.6809 | 2808.7017 | 101% | 1259.6619 | 0.067364 | 15.79% | 9.974% | 1.155% | 1.098%
993 | 131946.8668 | 5767.8431 | 137714.7099 | 130498.3474 | 101.1% | 1448.5193 | 244.5178 | 0.064686 | 15.91% | 10.08% | 1.272% | 1.209% | 11776.1261 | 1000 | 132946.8668 | 126429.0711 | 129912.2286 | -2034.6382 | 102.8% | 3483.1575 | 0.031807 | 17.79% | 11.88% | 3.158% | 3%
994 | 133558.8206 | 2967.9738 | 136526.7944 | 132860.7225 | 100.5% | 698.0981 | 312.1955 | 0.081945 | 15.24% | 9.448% | 0.6018% | 0.5721% | 15219.2098 | 4305.6133 | 137864.4339 | 134394.5187 | 135092.6167 | 1533.7961 | 100.5% | 698.0981 | 0.082151 | 15.23% | 9.442% | 0.5949% | 0.5655%
995 | 136423.0907 | 6120.6165 | 142543.7073 | 135044.1771 | 101% | 1378.9137 | 254.8118 | 0.06703 | 15.8% | 9.988% | 1.17% | 1.112% | 12688.2095 | 3069.1734 | 139492.2642 | 137025.8766 | 138404.7903 | 1981.6996 | 101% | 1378.9137 | 0.067419 | 15.79% | 9.972% | 1.153% | 1.096%
996 | 129307.8968 | 8745.2687 | 138053.1655 | 126531.1133 | 102.2% | 2776.7835 | 153.8329 | 0.040633 | 17.15% | 11.27% | 2.515% | 2.389% | 7260.509 | 7643.0676 | 136950.9644 | 126823.4545 | 129600.238 | 292.3412 | 102.2% | 2776.7835 | 0.040726 | 17.14% | 11.26% | 2.509% | 2.384%
997 | 126557.2046 | 7225.0365 | 133782.241 | 123951.5585 | 102.1% | 2605.646 | 159.8858 | 0.042327 | 17.04% | 11.16% | 2.409% | 2.289% | 7385.6672 | 4639.847 | 131197.0516 | 126566.2942 | 129171.9402 | 2614.7357 | 102.1% | 2605.646 | 0.043124 | 16.99% | 11.12% | 2.359% | 2.241%
998 | 132783.5706 | 3645.801 | 136429.3717 | 131582.7317 | 100.9% | 1200.8389 | 267.3658 | 0.069889 | 15.68% | 9.87% | 1.046% | 0.9936% | 12958.1497 | 1000 | 133783.5706 | 131198.26 | 132591.3348 | -192.2358 | 101.1% | 1393.0748 | 0.065956 | 15.85% | 10.03% | 1.217% | 1.156%
999 | 135765.9413 | 2352.0268 | 138117.9681 | 136269.3693 | 99.63% | -503.428 | 415.8127 | 0.11649 | 14.21% | 8.474% | -0.424% | -0.4022% | 20605.4185 | 1697.6028 | 137463.5441 | 135875.5605 | 135569.0369 | -196.9044 | 99.77% | -306.5236 | 0.10941 | 14.37% | 8.631% | -0.2591% | -0.2456%
1000 | 132133.4529 | 5831.0921 | 137964.545 | 129044.4246 | 102.4% | 3089.0283 | 140.7712 | 0.03698 | 17.38% | 11.48% | 2.744% | 2.606% | 6789.2143 | 4631.6655 | 136765.1184 | 124735.037 | 129978.7591 | -2154.6938 | 104.2% | 5243.7221 | 0.016394 | 19.45% | 13.45% | 4.819% | 4.577%

## Current Curve, CC
Average >> | 133989.1251 | 5036.7773 | 139025.9025 | 132558.4053 | 101.1% | 1430.7198 | 266.9941 | 0.06945 | 15.9% | 10.08% | 1.264% | 1.201% | 13118.6418 | 2929.4858 | 136918.6109 | 132650.548 | 134315.7048 | 326.5797 | 101.3% | 1665.1568 | 0.067501 | 16.11% | 10.28% | 1.479% | 1.406%
Target IRM >> | 14.63%
Target UCAP Reserve Margin >> |  | 8.88%
| Measured after the Base Residual Auction | [12 empty] | Measured after the Final Incremental Auction
Draw Number | Cleared Quantity | Uncleared Quantity | BRA Total Supply Offers | BRA Reliability Requirement | Cleared Quantity as % of BRA Reliability Requirement | Excess (Deficit) Cleared Quantity | Clearing Price | Cleared LOLE | Cleared ICAP Reserve Margin (IRM) | Cleared UCAP Reserve Margin | Excess Cleared above Target IRM | Excess Cleared above Target UCAP Reserve Margin | Procurement Cost | Additional Supply Offered | Total Final Available Quantity | Final IA Reliability Requirement | Total Final Cleared Quantity | Capacity Procured (Released) in IA | Cleared Quantity as % of Final IA Reliability Requirement | Excess (Deficit) Supply | Cleared LOLE | Cleared IRM | Cleared UCAP Reserve Margin | Excess Cleared above Target IRM | Excess Cleared above Target UCAP Reserve Margin
| (UCAP MW) | (UCAP MW) | (UCAP MW) | (UCAP MW) | (% of BRA Reliability Requirement) | (UCAP MW) | (2026$/UCAP MW-D) | (Days/Year) | (ICAP %) | (UCAP %) | (ICAP %) | (UCAP %) | (2026$ Million/Year) | (UCAP MW) | (UCAP MW) | (UCAP MW) | (UCAP MW) | (UCAP MW) | (% of Final IA Reliability Requirement) | (UCAP MW) | (Days/Year) | (%) | (ICAP %) | (%) | (UCAP %)
1 | 137084.2604 | 3389.7355 | 140473.9959 | 136137.2141 | 100.7% | 947.0463 | 302.317 | 0.076096 | 15.43% | 9.634% | 0.7969% | 0.7574% | 15126.6582 | 3852.3872 | 140936.6476 | 129530.1037 | 133780.7052 | -3303.5552 | 103.3% | 4250.6015 | 0.025169 | 18.39% | 12.45% | 3.761% | 3.573%
2 | 134467.4984 | 1973.9267 | 136441.4251 | 132773.5042 | 101.3% | 1693.9943 | 240.3009 | 0.060314 | 16.1% | 10.27% | 1.462% | 1.389% | 11794.1233 | 1000 | 135467.4984 | 136629.3709 | 135467.4984 | 1000 | 99.15% | -1161.8724 | 0.1402 | 13.66% | 7.95% | -0.9753% | -0.9259%
3 | 137873.6004 | 7429.979 | 145303.5794 | 135074.8916 | 102.1% | 2798.7089 | 183.3509 | 0.042881 | 17.01% | 11.13% | 2.375% | 2.256% | 9226.9254 | 4272.9371 | 142146.5376 | 132462.7702 | 136567.5397 | -1306.0607 | 103.1% | 4104.7695 | 0.027473 | 18.19% | 12.25% | 3.552% | 3.374%
4 | 130318.4938 | 7182.9091 | 137501.403 | 125395.1853 | 103.9% | 4923.3085 | 111.6266 | 0.01894 | 19.13% | 13.15% | 4.5% | 4.275% | 5309.6566 | 2915.1978 | 133233.6917 | 128014.6287 | 132937.9372 | 2619.4434 | 103.8% | 4923.3085 | 0.019676 | 19.04% | 13.06% | 4.408% | 4.187%
5 | 139517.8846 | 2753.8121 | 142271.6967 | 140029.2059 | 99.63% | -511.3213 | 415.6995 | 0.11628 | 14.21% | 8.479% | -0.4191% | -0.3976% | 21169.0944 | 1000 | 140517.8846 | 141487.3594 | 140517.8846 | 1000 | 99.31% | -969.4748 | 0.13206 | 13.85% | 8.13% | -0.786% | -0.746%
6 | 132464.8669 | 3757.8686 | 136222.7354 | 130714.5994 | 101.3% | 1750.2675 | 233.5529 | 0.058649 | 16.17% | 10.33% | 1.534% | 1.458% | 11292.2085 | 3643.9092 | 136108.776 | 130295.546 | 132255.3402 | -209.5267 | 101.5% | 1959.7942 | 0.054297 | 16.36% | 10.51% | 1.724% | 1.638%
7 | 131467.6742 | 5910.5557 | 137378.2299 | 126917.1193 | 103.6% | 4550.555 | 124.8084 | 0.022064 | 18.74% | 12.78% | 4.11% | 3.904% | 5989.0182 | 5013.9052 | 136481.5794 | 126880.6302 | 131449.4297 | -18.2445 | 103.6% | 4568.7995 | 0.021923 | 18.76% | 12.8% | 4.127% | 3.92%
8 | 129058.8801 | 7598.2901 | 136657.1701 | 127012.3894 | 101.6% | 2046.4907 | 204.4509 | 0.051473 | 16.48% | 10.63% | 1.847% | 1.754% | 9630.9634 | 3943.2761 | 133002.1561 | 129342.9883 | 131389.4791 | 2330.599 | 101.6% | 2046.4907 | 0.052238 | 16.45% | 10.6% | 1.813% | 1.723%
9 | 128111.8478 | 7580.5827 | 135692.4305 | 126995.4345 | 100.9% | 1116.4133 | 282.7099 | 0.070772 | 15.64% | 9.833% | 1.007% | 0.9571% | 13219.7488 | 6348.2317 | 134460.0795 | 124901.0582 | 127064.6596 | -1047.1881 | 101.7% | 2163.6014 | 0.04911 | 16.62% | 10.76% | 1.985% | 1.886%
10 | 136191.0632 | 4447.9034 | 140638.9666 | 135014.106 | 100.9% | 1176.9572 | 283.4962 | 0.070966 | 15.63% | 9.825% | 0.9988% | 0.9491% | 14092.5214 | 3291.3199 | 139482.3831 | 135315.1764 | 136492.1336 | 301.0704 | 100.9% | 1176.9572 | 0.071018 | 15.63% | 9.823% | 0.9965% | 0.947%
11 | 131539.3485 | 6153.8877 | 137693.2362 | 129524.2282 | 101.6% | 2015.1203 | 210.3828 | 0.052935 | 16.42% | 10.57% | 1.783% | 1.694% | 10100.868 | 3632.646 | 135171.9945 | 126760.5273 | 130157.4981 | -1381.8504 | 102.7% | 3396.9708 | 0.032755 | 17.7% | 11.79% | 3.071% | 2.918%
12 | 131126.592 | 3746.4741 | 134873.066 | 130954.8531 | 100.1% | 171.7389 | 362.651 | 0.095494 | 14.78% | 9.019% | 0.1498% | 0.1428% | 17356.9136 | 1719.5827 | 132846.1747 | 131405.7169 | 131577.4557 | 450.8638 | 100.1% | 171.7389 | 0.095509 | 14.78% | 9.018% | 0.1493% | 0.1423%
13 | 128052.9464 | 4704.5399 | 132757.4863 | 126592.4276 | 101.2% | 1460.5188 | 253.3491 | 0.063533 | 15.96% | 10.13% | 1.322% | 1.256% | 11841.3656 | 1000 | 129052.9464 | 127015.119 | 128475.6378 | 422.6913 | 101.1% | 1460.5188 | 0.063635 | 15.95% | 10.13% | 1.318% | 1.252%
14 | 131306.6706 | 5440.7647 | 136747.4353 | 129423.3514 | 101.5% | 1883.3192 | 221.1318 | 0.055587 | 16.3% | 10.46% | 1.668% | 1.584% | 10598.1696 | 1000 | 132306.6706 | 128409.4231 | 130799.7065 | -506.9642 | 101.9% | 2390.2834 | 0.046741 | 16.77% | 10.9% | 2.133% | 2.027%
15 | 132499.6402 | 7267.2226 | 139766.8628 | 130954.6376 | 101.2% | 1545.0026 | 250.5623 | 0.062846 | 15.99% | 10.16% | 1.352% | 1.285% | 12117.7864 | 3730.3929 | 136230.0332 | 132449.7606 | 133994.7633 | 1495.1231 | 101.2% | 1545.0026 | 0.063197 | 15.97% | 10.15% | 1.337% | 1.27%
16 | 138480.6214 | 1912.3899 | 140393.0113 | 136736.0706 | 101.3% | 1744.5508 | 240.3009 | 0.060314 | 16.1% | 10.27% | 1.462% | 1.389% | 12146.1137 | 5257.1613 | 143737.7827 | 137653.2057 | 139397.7565 | 917.1351 | 101.3% | 1744.5508 | 0.060538 | 16.09% | 10.26% | 1.452% | 1.38%
17 | 137968.1215 | 3159.5753 | 141127.6968 | 137252.524 | 100.5% | 715.5975 | 320.9387 | 0.082084 | 15.23% | 9.444% | 0.5972% | 0.5677% | 16161.9484 | 1000 | 138968.1215 | 135391.3558 | 137037.5374 | -930.5841 | 101.2% | 1646.1816 | 0.061895 | 16.03% | 10.2% | 1.393% | 1.324%
18 | 127630.3896 | 4900.1126 | 132530.5022 | 125698.9215 | 101.5% | 1931.4681 | 212.433 | 0.053441 | 16.39% | 10.55% | 1.761% | 1.673% | 9896.2127 | 1000 | 128630.3896 | 126642.2075 | 128573.6756 | 943.286 | 101.5% | 1931.4681 | 0.053743 | 16.38% | 10.54% | 1.748% | 1.661%
19 | 134510.4786 | 6639.3188 | 141149.7973 | 131033.0621 | 102.7% | 3477.4164 | 160.8376 | 0.033083 | 17.67% | 11.77% | 3.042% | 2.889% | 7896.5354 | 4285.3513 | 138795.8299 | 132497.7046 | 135975.121 | 1464.6425 | 102.6% | 3477.4164 | 0.033452 | 17.64% | 11.73% | 3.008% | 2.857%
20 | 139345.7609 | 2943.9245 | 142289.6854 | 138624.8294 | 100.5% | 720.9315 | 321.078 | 0.08213 | 15.23% | 9.442% | 0.5956% | 0.5662% | 16330.4157 | 1000 | 140345.7609 | 138445.469 | 139256.0807 | -89.6802 | 100.6% | 810.6117 | 0.079881 | 15.3% | 9.514% | 0.6707% | 0.6375%
21 | 133028.6199 | 4263.7378 | 137292.3577 | 131819.7068 | 100.9% | 1208.9131 | 278.6392 | 0.069771 | 15.68% | 9.875% | 1.051% | 0.9985% | 13529.4513 | 1601.1884 | 134629.8084 | 132395.3947 | 133604.3078 | 575.6879 | 100.9% | 1208.9131 | 0.069876 | 15.68% | 9.87% | 1.046% | 0.9942%
22 | 130123.1621 | 5914.6892 | 136037.8513 | 129008.2738 | 100.9% | 1114.8883 | 284.3024 | 0.071165 | 15.62% | 9.817% | 0.9901% | 0.9409% | 13502.928 | 3384.8835 | 133508.0455 | 127420.7636 | 129329.407 | -793.7551 | 101.5% | 1908.6434 | 0.054461 | 16.35% | 10.51% | 1.717% | 1.631%
23 | 130929.0175 | 6741.6738 | 137670.6912 | 130220.1687 | 100.5% | 708.8488 | 318.4804 | 0.081295 | 15.26% | 9.469% | 0.6235% | 0.5927% | 15219.8871 | 5622.1815 | 136551.1989 | 126345.6058 | 128991.736 | -1937.2815 | 102.1% | 2646.1302 | 0.04247 | 17.03% | 11.16% | 2.4% | 2.28%
24 | 140837.9272 | 4199.6102 | 145037.5374 | 139620.812 | 100.9% | 1217.1152 | 283.4962 | 0.070966 | 15.63% | 9.825% | 0.9988% | 0.9491% | 14573.3608 | 2077.0141 | 142914.9413 | 138368.0463 | 140211.5444 | -626.3829 | 101.3% | 1843.498 | 0.058826 | 16.16% | 10.33% | 1.527% | 1.451%
25 | 130151.489 | 6088.9586 | 136240.4476 | 128141.2228 | 101.6% | 2010.2662 | 208.9894 | 0.052592 | 16.43% | 10.58% | 1.798% | 1.708% | 9928.101 | 3572.3158 | 133723.8049 | 128159.3629 | 130169.6291 | 18.1401 | 101.6% | 2010.2662 | 0.052598 | 16.43% | 10.58% | 1.798% | 1.708%
26 | 126052.978 | 5578.3016 | 131631.2797 | 124896.3224 | 100.9% | 1156.6556 | 277.6837 | 0.069533 | 15.69% | 9.884% | 1.061% | 1.008% | 12776.0449 | 4948.4993 | 131001.4773 | 125358.7238 | 126515.3795 | 462.4014 | 100.9% | 1156.6556 | 0.069624 | 15.69% | 9.881% | 1.057% | 1.005%
27 | 144081.2039 | 2361.9869 | 146443.1908 | 145192.7335 | 99.23% | -1111.5296 | 458.4867 | 0.13602 | 13.76% | 8.043% | -0.8781% | -0.8335% | 24111.6509 | 1000 | 145081.2039 | 146341.3266 | 145081.2039 | 1000 | 99.14% | -1260.1227 | 0.14072 | 13.65% | 7.939% | -0.9876% | -0.9375%
28 | 125095.9276 | 4778.0761 | 129874.0037 | 123436.4479 | 101.3% | 1659.4797 | 232.9757 | 0.058507 | 16.17% | 10.34% | 1.541% | 1.464% | 10637.672 | 1598.0493 | 126693.9769 | 124587.3674 | 126246.8471 | 1150.9195 | 101.3% | 1659.4797 | 0.058834 | 16.16% | 10.33% | 1.526% | 1.45%
29 | 138810.9362 | 3813.4873 | 142624.4235 | 137562.9771 | 100.9% | 1247.9591 | 279.7042 | 0.070032 | 15.67% | 9.864% | 1.039% | 0.9877% | 14171.4889 | 1000 | 139810.9362 | 137836.8219 | 139084.7811 | 273.8448 | 100.9% | 1247.9591 | 0.070079 | 15.67% | 9.862% | 1.037% | 0.9858%
30 | 132806.2937 | 6087.993 | 138894.2867 | 129904.38 | 102.2% | 2901.9138 | 177.0806 | 0.039912 | 17.19% | 11.31% | 2.56% | 2.432% | 8583.8583 | 5030.8637 | 137837.1575 | 130542.1885 | 133444.1023 | 637.8085 | 102.2% | 2901.9138 | 0.040112 | 17.18% | 11.3% | 2.548% | 2.42%
31 | 132507.658 | 3926.0288 | 136433.6869 | 131473.5775 | 100.8% | 1034.0806 | 292.603 | 0.073212 | 15.53% | 9.733% | 0.9011% | 0.8563% | 14151.8316 | 2550.5579 | 135058.2159 | 130204.4103 | 131873.0744 | -634.5836 | 101.3% | 1668.6642 | 0.060163 | 16.1% | 10.27% | 1.469% | 1.395%
32 | 135829.7615 | 3204.8842 | 139034.6457 | 134453.9418 | 101% | 1375.8197 | 267.293 | 0.066972 | 15.81% | 9.99% | 1.172% | 1.114% | 13251.8155 | 3441.5451 | 139271.3066 | 130121.5361 | 133663.5587 | -2166.2028 | 102.7% | 3542.0225 | 0.032222 | 17.75% | 11.84% | 3.12% | 2.964%
33 | 129094.0422 | 4853.1595 | 133947.2017 | 127680.5791 | 101.1% | 1413.4631 | 258.3454 | 0.064764 | 15.9% | 10.08% | 1.269% | 1.205% | 12173.0614 | 2255.6119 | 131349.6541 | 124849.6737 | 127678.5895 | -1415.4527 | 102.3% | 2828.9158 | 0.039326 | 17.23% | 11.34% | 2.597% | 2.467%
34 | 135090.2422 | 4824.6515 | 139914.8937 | 132864.1981 | 101.7% | 2226.0441 | 198.6849 | 0.050152 | 16.55% | 10.7% | 1.92% | 1.824% | 9796.7419 | 2640.8011 | 137731.0433 | 138121.4959 | 137731.0433 | 2640.8011 | 99.72% | -390.4526 | 0.11222 | 14.31% | 8.568% | -0.3246% | -0.3078%
35 | 132588.3935 | 4249.628 | 136838.0214 | 130197.2196 | 101.8% | 2391.1739 | 192.4518 | 0.047197 | 16.74% | 10.88% | 2.105% | 2% | 9313.6591 | 2457.3211 | 135045.7146 | 127517.8873 | 131248.7273 | -1339.6662 | 102.9% | 3730.84 | 0.029655 | 17.99% | 12.06% | 3.353% | 3.185%
36 | 135958.888 | 4357.6567 | 140316.5446 | 137289.0274 | 99.03% | -1330.1394 | 480.2237 | 0.14603 | 13.52% | 7.821% | -1.111% | -1.055% | 23831.0971 | 4539.9734 | 140498.8614 | 137665.7197 | 137665.7197 | 1706.8317 | 100% | 0 | 0.1 | 14.63% | 8.876% | -0.0005144% | 0%
37 | 133810.0729 | 6260.1204 | 140070.1933 | 133117.867 | 100.5% | 692.2059 | 321.088 | 0.082132 | 15.23% | 9.442% | 0.5956% | 0.5662% | 15682.1552 | 3667.4533 | 137477.5262 | 131397.3035 | 132949.7911 | -860.2818 | 101.2% | 1552.4876 | 0.0628 | 15.99% | 10.16% | 1.354% | 1.286%
38 | 133911.9521 | 5634.8357 | 139546.7878 | 132219.1442 | 101.3% | 1692.8078 | 239.8232 | 0.060197 | 16.1% | 10.27% | 1.467% | 1.394% | 11722.0457 | 3607.1207 | 137519.0728 | 129373.389 | 132489.0745 | -1422.8776 | 102.4% | 3115.6855 | 0.036714 | 17.39% | 11.5% | 2.76% | 2.622%
39 | 138400.7578 | 5921.6514 | 144322.4092 | 136404.7566 | 101.5% | 1996.0012 | 220.2659 | 0.055373 | 16.31% | 10.47% | 1.677% | 1.593% | 11127.0136 | 2459.7167 | 140860.4745 | 136635.0936 | 138631.0948 | 230.337 | 101.5% | 1996.0012 | 0.055438 | 16.31% | 10.47% | 1.674% | 1.59%
40 | 142167.8754 | 4527.7107 | 146695.5861 | 141266.5143 | 100.6% | 901.3612 | 308.4678 | 0.078075 | 15.36% | 9.571% | 0.7309% | 0.6947% | 16006.7884 | 2423.1554 | 144591.0308 | 139663.2403 | 141366.2385 | -801.637 | 101.2% | 1702.9982 | 0.061803 | 16.03% | 10.2% | 1.397% | 1.328%
41 | 139935.4959 | 2294.0245 | 142229.5204 | 140755.6619 | 99.42% | -820.166 | 438.9493 | 0.127 | 13.96% | 8.242% | -0.6685% | -0.6344% | 22419.9757 | 3350.7348 | 143286.2306 | 136852.0018 | 137983.6658 | -1951.8301 | 100.8% | 1131.6641 | 0.072147 | 15.58% | 9.777% | 0.9474% | 0.9003%
42 | 135368.2433 | 5464.7338 | 140832.9771 | 133426.6693 | 101.5% | 1941.574 | 221.1318 | 0.055587 | 16.3% | 10.46% | 1.668% | 1.584% | 10925.9918 | 1791.5609 | 137159.8042 | 129275.1521 | 133292.4847 | -2075.7586 | 103.1% | 4017.3326 | 0.027362 | 18.2% | 12.26% | 3.562% | 3.383%
43 | 140348.1595 | 3855.7187 | 144203.8782 | 139040.3042 | 100.9% | 1307.8553 | 276.1311 | 0.06915 | 15.71% | 9.9% | 1.078% | 1.024% | 14145.3896 | 2083.2766 | 142431.4362 | 135592.9163 | 138624.4655 | -1723.694 | 102.2% | 3031.5493 | 0.039877 | 17.2% | 11.31% | 2.562% | 2.434%
44 | 134581.1072 | 7617.7985 | 142198.9058 | 131172.4336 | 102.6% | 3408.6737 | 162.977 | 0.033779 | 17.61% | 11.71% | 2.978% | 2.829% | 8005.7717 | 1682.9854 | 136264.0926 | 134522.0357 | 136264.0926 | 1682.9854 | 101.3% | 1742.0569 | 0.059809 | 16.12% | 10.29% | 1.484% | 1.41%
45 | 139364.9049 | 745.5734 | 140110.4783 | 140821.8792 | 98.97% | -1456.9743 | 487.2504 | 0.15002 | 13.45% | 7.75% | -1.187% | -1.126% | 24785.5445 | 4563.4928 | 143928.3977 | 143388.099 | 143388.099 | 4023.1941 | 100% | 0 | 0.1 | 14.63% | 8.876% | -0.0005144% | -2.22e-14%
46 | 133643.5331 | 4112.1087 | 137755.6418 | 132083.8938 | 101.2% | 1559.6393 | 250.4628 | 0.06282 | 15.99% | 10.16% | 1.353% | 1.286% | 12217.5464 | 1000 | 134643.5331 | 129685.6792 | 132444.4258 | -1199.1073 | 102.1% | 2758.7466 | 0.041867 | 17.07% | 11.19% | 2.438% | 2.316%
47 | 134963.5269 | 6134.7058 | 141098.2327 | 132292.8348 | 102% | 2670.6921 | 185.4047 | 0.043856 | 16.95% | 11.07% | 2.314% | 2.198% | 9133.35 | 3105.5555 | 138069.0824 | 135841.5775 | 138069.0824 | 3105.5555 | 101.6% | 2227.5049 | 0.050806 | 16.51% | 10.66% | 1.879% | 1.785%
48 | 138598.0259 | 3027.1448 | 141625.1707 | 137252.6801 | 101% | 1345.3458 | 271.9012 | 0.068107 | 15.76% | 9.943% | 1.123% | 1.067% | 13755.0115 | 2225.7301 | 140823.756 | 133862.1547 | 136902.7632 | -1695.2627 | 102.3% | 3040.6085 | 0.039223 | 17.24% | 11.35% | 2.603% | 2.473%
49 | 132846.3136 | 4257.8947 | 137104.2083 | 130864.4475 | 101.5% | 1981.8661 | 214.8018 | 0.054025 | 16.37% | 10.53% | 1.736% | 1.649% | 10415.5045 | 1725.2744 | 134571.588 | 135066.4886 | 134571.588 | 1725.2744 | 99.63% | -494.9006 | 0.11635 | 14.21% | 8.477% | -0.4205% | -0.3989%
50 | 127711.2126 | 9365.4889 | 137076.7015 | 124605.5984 | 102.5% | 3105.6142 | 167.0872 | 0.035172 | 17.49% | 11.59% | 2.857% | 2.714% | 7788.7005 | 4726.7216 | 132437.9342 | 125486.8761 | 128592.4903 | 881.2777 | 102.5% | 3105.6142 | 0.035493 | 17.47% | 11.57% | 2.836% | 2.695%
51 | 141849.8406 | 5822.6951 | 147672.5357 | 141386.5204 | 100.3% | 463.3202 | 341.6406 | 0.08874 | 15.01% | 9.233% | 0.3751% | 0.3568% | 17688.5065 | 2282.0436 | 144131.8842 | 140824.3225 | 141568.7416 | -281.099 | 100.5% | 744.4191 | 0.081836 | 15.24% | 9.452% | 0.6055% | 0.5755%
52 | 134786.1903 | 5874.0255 | 140660.2159 | 133082.3311 | 101.3% | 1703.8593 | 239.8232 | 0.060197 | 16.1% | 10.27% | 1.467% | 1.394% | 11798.5726 | 4419.7474 | 139205.9377 | 132947.4998 | 134718.7747 | -67.4157 | 101.3% | 1771.2749 | 0.058826 | 16.16% | 10.33% | 1.527% | 1.451%
53 | 132785.5494 | 3815.6767 | 136601.2262 | 131619.8292 | 100.9% | 1165.7202 | 282.0033 | 0.070599 | 15.65% | 9.84% | 1.015% | 0.9643% | 13667.7749 | 3018.1109 | 135803.6603 | 127724.1194 | 130837.6946 | -1947.8549 | 102.4% | 3113.5751 | 0.036174 | 17.43% | 11.53% | 2.794% | 2.654%
54 | 136962.6577 | 3913.2188 | 140875.8764 | 136245.337 | 100.5% | 717.3207 | 320.3913 | 0.081909 | 15.24% | 9.449% | 0.603% | 0.5732% | 16016.8002 | 1880.2928 | 138842.9505 | 141848.0945 | 138842.9505 | 1880.2928 | 97.88% | -3005.144 | 0.22643 | 12.2% | 6.57% | -2.429% | -2.307%
55 | 135183.5211 | 5802.634 | 140986.1552 | 133531.7068 | 101.2% | 1651.8144 | 244.4513 | 0.061338 | 16.05% | 10.22% | 1.418% | 1.347% | 12061.7109 | 2676.2341 | 137859.7553 | 133277.1143 | 135056.2249 | -127.2963 | 101.3% | 1779.1106 | 0.058758 | 16.16% | 10.33% | 1.53% | 1.453%
56 | 134475.126 | 2497.7819 | 136972.9079 | 134002.661 | 100.4% | 472.465 | 338.9832 | 0.087885 | 15.04% | 9.26% | 0.4037% | 0.3839% | 16638.4539 | 1000 | 135475.126 | 135437.1141 | 135475.126 | 1000 | 100% | 38.0119 | 0.099036 | 14.66% | 8.907% | 0.03166% | 0.03056%
57 | 140692.0266 | 1676.6046 | 142368.6312 | 140740.2693 | 99.97% | -48.2426 | 380.3272 | 0.10118 | 14.59% | 8.839% | -0.03981% | -0.03732% | 19530.7866 | 1000 | 141692.0266 | 139103.6713 | 139873.7277 | -818.299 | 100.6% | 770.0564 | 0.080978 | 15.27% | 9.479% | 0.6341% | 0.6027%
58 | 135982.5898 | 3135.9639 | 139118.5537 | 134056.4766 | 101.4% | 1926.1132 | 223.0925 | 0.056072 | 16.28% | 10.44% | 1.647% | 1.564% | 11072.8946 | 1940.6625 | 137923.2523 | 138249.9849 | 137923.2523 | 1940.6625 | 99.76% | -326.7326 | 0.10993 | 14.36% | 8.619% | -0.2714% | -0.2573%
59 | 134901.383 | 6518.1179 | 141419.5009 | 132163.0075 | 102.1% | 2738.3756 | 183.3509 | 0.042881 | 17.01% | 11.13% | 2.375% | 2.256% | 9028.0155 | 4205.2185 | 139106.6015 | 129312.3486 | 133476.0536 | -1425.3295 | 103.2% | 4163.705 | 0.025947 | 18.32% | 12.38% | 3.691% | 3.506%
60 | 129526.7373 | 3985.4381 | 133512.1754 | 127598.8248 | 101.5% | 1927.9125 | 215.1701 | 0.054118 | 16.36% | 10.52% | 1.731% | 1.645% | 10172.6509 | 1000 | 130526.7373 | 125789.7155 | 128622.1826 | -904.5547 | 102.3% | 2832.4672 | 0.039584 | 17.21% | 11.33% | 2.581% | 2.452%
61 | 132812.2016 | 3440.8848 | 136253.0864 | 132392.5639 | 100.3% | 419.6377 | 342.7852 | 0.089108 | 15% | 9.221% | 0.3628% | 0.3451% | 16617.0085 | 3240.9982 | 136053.1998 | 130474.6444 | 131853.2418 | -958.9597 | 101.1% | 1378.5974 | 0.066093 | 15.84% | 10.03% | 1.211% | 1.15%
62 | 122705.1758 | 5296.6263 | 128001.8021 | 119732.0989 | 102.5% | 2973.0769 | 167.4449 | 0.035342 | 17.48% | 11.58% | 2.846% | 2.704% | 7499.418 | 3560.751 | 126265.9268 | 120336.8297 | 123309.9067 | 604.7309 | 102.5% | 2973.0769 | 0.035571 | 17.46% | 11.57% | 2.832% | 2.69%
63 | 136256.5525 | 4367.1972 | 140623.7497 | 134447.1001 | 101.3% | 1809.4524 | 232.8164 | 0.058469 | 16.18% | 10.34% | 1.542% | 1.465% | 11578.8084 | 1000 | 137256.5525 | 135674.6465 | 137256.5525 | 1000 | 101.2% | 1581.906 | 0.063211 | 15.97% | 10.15% | 1.336% | 1.269%
64 | 134032.6162 | 6092.3916 | 140125.0079 | 133408.87 | 100.5% | 623.7462 | 326.6914 | 0.083934 | 15.17% | 9.385% | 0.5354% | 0.509% | 15982.3675 | 4563.1747 | 138595.7909 | 133555.7214 | 134179.4676 | 146.8514 | 100.5% | 623.7462 | 0.083952 | 15.17% | 9.385% | 0.5349% | 0.5085%
65 | 136794.3601 | 3930.8724 | 140725.2325 | 137740.4402 | 99.31% | -946.0801 | 450.0766 | 0.13214 | 13.85% | 8.128% | -0.7879% | -0.7478% | 22472.2971 | 3341.4153 | 140135.7754 | 138146.3228 | 138146.3228 | 1351.9627 | 100% | 0 | 0.1 | 14.63% | 8.876% | -0.0005144% | 0%
66 | 140708.9091 | 2589.8826 | 143298.7916 | 141632.0992 | 99.35% | -923.1902 | 446.3343 | 0.13041 | 13.89% | 8.167% | -0.7477% | -0.7097% | 22923.1734 | 1000 | 141708.9091 | 142538.2787 | 141708.9091 | 1000 | 99.42% | -829.3696 | 0.12696 | 13.97% | 8.243% | -0.6675% | -0.6335%
67 | 135026.4728 | 3880.0711 | 138906.5439 | 134269.8049 | 100.6% | 756.6679 | 316.4301 | 0.080635 | 15.28% | 9.49% | 0.6455% | 0.6136% | 15595.1497 | 3346.1898 | 138372.6627 | 135305.2881 | 136061.956 | 1035.4832 | 100.6% | 756.6679 | 0.080784 | 15.27% | 9.485% | 0.6405% | 0.6089%
68 | 143145.9522 | 3253.3171 | 146399.2693 | 144332.8012 | 99.18% | -1186.849 | 464.5579 | 0.13881 | 13.69% | 7.981% | -0.9431% | -0.8953% | 24272.3495 | 3361.0397 | 146506.992 | 143311.383 | 142635.2432 | -510.7091 | 99.53% | -676.1399 | 0.12154 | 14.09% | 8.363% | -0.5413% | -0.5137%
69 | 129757.2716 | 6597.8274 | 136355.099 | 128004.4875 | 101.4% | 1752.7841 | 230.3083 | 0.05785 | 16.2% | 10.37% | 1.569% | 1.491% | 10907.7249 | 4648.1586 | 134405.4302 | 126890.7751 | 129200.4154 | -556.8562 | 101.8% | 2309.6403 | 0.047498 | 16.72% | 10.86% | 2.086% | 1.982%
70 | 133399.0194 | 3726.2296 | 137125.249 | 132087.448 | 101% | 1311.5714 | 270.5376 | 0.067771 | 15.77% | 9.957% | 1.138% | 1.081% | 13172.6502 | 1000 | 134399.0194 | 131094.624 | 132902.6074 | -496.412 | 101.4% | 1807.9834 | 0.057591 | 16.21% | 10.38% | 1.58% | 1.502%
71 | 131488.0656 | 5462.153 | 136950.2186 | 130046.9818 | 101.1% | 1441.0838 | 258.226 | 0.064735 | 15.9% | 10.08% | 1.27% | 1.206% | 12393.0764 | 1000 | 132488.0656 | 129903.4594 | 131416.3044 | -71.7612 | 101.2% | 1512.845 | 0.063247 | 15.97% | 10.14% | 1.334% | 1.268%
72 | 124210.0544 | 4943.7138 | 129153.7682 | 121649.6879 | 102.1% | 2560.3665 | 182.0769 | 0.042281 | 17.05% | 11.17% | 2.412% | 2.292% | 8254.7617 | 1304.2433 | 125514.2977 | 124133.0075 | 125514.2977 | 1304.2433 | 101.1% | 1381.2901 | 0.064613 | 15.91% | 10.09% | 1.275% | 1.212%
73 | 140916.112 | 5238.9418 | 146155.0538 | 139315.2322 | 101.1% | 1600.8799 | 253.8467 | 0.063655 | 15.95% | 10.13% | 1.317% | 1.251% | 13056.4495 | 4379.976 | 145296.088 | 142576.9929 | 144177.8728 | 3261.7608 | 101.1% | 1600.8799 | 0.064348 | 15.92% | 10.1% | 1.287% | 1.222%
74 | 140751.4491 | 4330.8138 | 145082.263 | 139002.9507 | 101.3% | 1748.4984 | 242.2218 | 0.060788 | 16.07% | 10.25% | 1.441% | 1.37% | 12443.9722 | 3877.101 | 144628.5501 | 135893.1647 | 139196.5562 | -1554.893 | 102.4% | 3303.3914 | 0.0363 | 17.42% | 11.52% | 2.786% | 2.647%
75 | 131282.1926 | 6893.7865 | 138175.9791 | 127888.2351 | 102.7% | 3393.9576 | 160.8376 | 0.033083 | 17.67% | 11.77% | 3.042% | 2.889% | 7707.0166 | 2588.2924 | 133870.485 | 127707.5315 | 131191.8409 | -90.3518 | 102.7% | 3484.3093 | 0.032143 | 17.76% | 11.85% | 3.127% | 2.971%
76 | 128626.924 | 6188.4895 | 134815.4135 | 124670.3815 | 103.2% | 3956.5425 | 140.7329 | 0.02653 | 18.27% | 12.33% | 3.637% | 3.455% | 6607.245 | 3860.4488 | 132487.3729 | 127414.0472 | 131370.5898 | 2743.6657 | 103.1% | 3956.5425 | 0.027392 | 18.19% | 12.26% | 3.559% | 3.381%
77 | 141351.1719 | 4530.4863 | 145881.6582 | 140203.4104 | 100.8% | 1147.7616 | 289.1693 | 0.072366 | 15.57% | 9.767% | 0.9379% | 0.8913% | 14919.163 | 4915.9281 | 146267.1001 | 139797.5155 | 141148.2245 | -202.9474 | 101% | 1350.709 | 0.068477 | 15.74% | 9.928% | 1.107% | 1.052%
78 | 134449.3158 | 6111.3325 | 140560.6483 | 133741.5292 | 100.5% | 707.7866 | 320.1027 | 0.081815 | 15.24% | 9.452% | 0.6061% | 0.5762% | 15708.7185 | 2512.238 | 136961.5538 | 131435.004 | 133296.0532 | -1153.2626 | 101.4% | 1861.0492 | 0.056621 | 16.26% | 10.42% | 1.623% | 1.542%
79 | 137225.8024 | 5684.8552 | 142910.6575 | 136777.5856 | 100.3% | 448.2168 | 341.6406 | 0.08874 | 15.01% | 9.233% | 0.3751% | 0.3568% | 17111.8944 | 1765.4354 | 138991.2377 | 132373.389 | 135023.7041 | -2202.0983 | 102% | 2650.3151 | 0.044161 | 16.93% | 11.06% | 2.295% | 2.18%
80 | 138340.8192 | 3113.0765 | 141453.8957 | 138198.0897 | 100.1% | 142.7295 | 365.6269 | 0.096451 | 14.75% | 8.989% | 0.1179% | 0.1124% | 18462.1096 | 1000 | 139340.8192 | 135426.8312 | 136955.1899 | -1385.6293 | 101.1% | 1528.3587 | 0.064197 | 15.93% | 10.1% | 1.293% | 1.229%
81 | 136887.0157 | 3933.5349 | 140820.5506 | 135506.8332 | 101% | 1380.1825 | 267.8006 | 0.067097 | 15.8% | 9.985% | 1.167% | 1.109% | 13380.3246 | 4005.6662 | 140892.6819 | 137478.8495 | 138859.032 | 1972.0163 | 101% | 1380.1825 | 0.067482 | 15.78% | 9.969% | 1.15% | 1.093%
82 | 126008.636 | 8031.5245 | 134040.1605 | 124631.9112 | 101.1% | 1376.7248 | 258.6042 | 0.064827 | 15.9% | 10.08% | 1.266% | 1.203% | 11894.0215 | 5254.65 | 131263.2861 | 125230.1907 | 126606.9155 | 598.2794 | 101.1% | 1376.7248 | 0.064966 | 15.89% | 10.07% | 1.26% | 1.197%
83 | 139073.6891 | 4068.3231 | 143142.0122 | 137890.3986 | 100.9% | 1183.2905 | 284.9493 | 0.071325 | 15.62% | 9.811% | 0.9832% | 0.9343% | 14464.567 | 1097.7626 | 140171.4517 | 141081.7038 | 140171.4517 | 1097.7626 | 99.35% | -910.2521 | 0.13008 | 13.89% | 8.174% | -0.7401% | -0.7025%
84 | 132951.6671 | 5259.9741 | 138211.6412 | 131044.7539 | 101.5% | 1906.9133 | 221.1318 | 0.055587 | 16.3% | 10.46% | 1.668% | 1.584% | 10730.9424 | 2855.0529 | 135806.72 | 131707.6722 | 133614.5854 | 662.9183 | 101.4% | 1906.9133 | 0.055781 | 16.29% | 10.45% | 1.659% | 1.576%
85 | 141663.6139 | 4105.2177 | 145768.8317 | 140175.2256 | 101.1% | 1488.3883 | 263.1725 | 0.065956 | 15.85% | 10.03% | 1.217% | 1.156% | 13607.9195 | 1430.5089 | 143094.1229 | 138688.0088 | 140920.0056 | -743.6084 | 101.6% | 2231.9967 | 0.051523 | 16.48% | 10.63% | 1.844% | 1.752%
86 | 131374.984 | 7200.2901 | 138575.2741 | 128285.6668 | 102.4% | 3089.3172 | 170.3426 | 0.036716 | 17.39% | 11.5% | 2.76% | 2.622% | 8168.2438 | 5760.6477 | 137135.6316 | 130767.6265 | 133856.9437 | 2481.9597 | 102.4% | 3089.3172 | 0.037554 | 17.34% | 11.45% | 2.708% | 2.572%
87 | 136301.0088 | 3953.646 | 140254.6548 | 135237.3252 | 100.8% | 1063.6836 | 292.603 | 0.073212 | 15.53% | 9.733% | 0.9011% | 0.8563% | 14556.9618 | 5606.2706 | 141907.2794 | 135283.6728 | 136347.3565 | 46.3477 | 100.8% | 1063.6836 | 0.073219 | 15.53% | 9.732% | 0.9008% | 0.8561%
88 | 138064.9975 | 5351.3565 | 143416.3539 | 135778.1787 | 101.7% | 2286.8187 | 198.3444 | 0.049991 | 16.56% | 10.71% | 1.93% | 1.834% | 9995.312 | 2816.9318 | 140881.9292 | 136809.0092 | 139095.828 | 1030.8305 | 101.7% | 2286.8187 | 0.050224 | 16.55% | 10.7% | 1.916% | 1.82%
89 | 130359.5378 | 4900.7345 | 135260.2723 | 128705.8635 | 101.3% | 1653.6743 | 239.3355 | 0.060077 | 16.11% | 10.28% | 1.472% | 1.399% | 11387.8786 | 1389.2735 | 131748.8114 | 127624.1645 | 129818.6883 | -540.8495 | 101.7% | 2194.5238 | 0.049344 | 16.6% | 10.75% | 1.971% | 1.872%
90 | 135843.8438 | 6045.2278 | 141889.0716 | 131665.31 | 103.2% | 4178.5338 | 140.7329 | 0.02653 | 18.27% | 12.33% | 3.637% | 3.455% | 6977.9602 | 3473.1254 | 139316.9692 | 131033.2768 | 135527.8272 | -316.0166 | 103.4% | 4494.5504 | 0.023489 | 18.56% | 12.61% | 3.931% | 3.735%
91 | 139913.0083 | 3564.6626 | 143477.6709 | 139501.2849 | 100.3% | 411.7234 | 345.1241 | 0.089858 | 14.97% | 9.198% | 0.3378% | 0.3213% | 17624.8814 | 1000 | 140913.0083 | 139439.6248 | 139882.1782 | -30.8301 | 100.3% | 442.5534 | 0.089094 | 15% | 9.222% | 0.3633% | 0.3456%
92 | 131082.403 | 6803.0359 | 137885.4389 | 129466.7282 | 101.2% | 1615.6748 | 243.2768 | 0.06105 | 16.06% | 10.23% | 1.43% | 1.359% | 11639.5989 | 1000 | 132082.403 | 133080.143 | 132082.403 | 1000 | 99.25% | -997.74 | 0.13524 | 13.77% | 8.06% | -0.8599% | -0.8163%
93 | 136003.0797 | 5535.0091 | 141538.0888 | 135653.8653 | 100.3% | 349.2145 | 349.155 | 0.091154 | 14.93% | 9.156% | 0.2946% | 0.2803% | 17332.4447 | 1772.2339 | 137775.3136 | 134908.5937 | 135630.4439 | -372.6358 | 100.5% | 721.8503 | 0.081614 | 15.25% | 9.459% | 0.6128% | 0.5826%
94 | 131606.2045 | 3409.9531 | 135016.1576 | 131470.4233 | 100.1% | 135.7812 | 365.6269 | 0.096451 | 14.75% | 8.989% | 0.1179% | 0.1124% | 17563.3496 | 2261.9021 | 133868.1066 | 129529.2131 | 130635.5994 | -970.6051 | 100.9% | 1106.3863 | 0.07143 | 15.61% | 9.806% | 0.9786% | 0.93%
95 | 138539.1518 | 2361.4628 | 140900.6146 | 141613.2367 | 97.83% | -3074.0849 | 488.6836 | 0.23098 | 12.14% | 6.513% | -2.489% | -2.363% | 24711.1599 | 5451.5844 | 143990.7362 | 140493.7653 | 137979.4161 | -559.7357 | 98.21% | -2514.3492 | 0.19934 | 12.58% | 6.928% | -2.052% | -1.949%
96 | 134748.8305 | 6078.3794 | 140827.2099 | 133512.3821 | 100.9% | 1236.4483 | 277.6837 | 0.069533 | 15.69% | 9.884% | 1.061% | 1.008% | 13657.4092 | 2935.6853 | 137684.5158 | 135203.9196 | 136440.3679 | 1691.5374 | 100.9% | 1236.4483 | 0.069839 | 15.68% | 9.872% | 1.048% | 0.9957%
97 | 134941.8312 | 5545.1769 | 140487.0081 | 133292.9701 | 101.2% | 1648.8611 | 244.4513 | 0.061338 | 16.05% | 10.22% | 1.418% | 1.347% | 12040.1462 | 3006.1677 | 137947.999 | 133246.584 | 134918.6382 | -23.193 | 101.3% | 1672.0542 | 0.060867 | 16.07% | 10.24% | 1.438% | 1.366%
98 | 135341.2596 | 5204.7505 | 140546.0101 | 133545.8689 | 101.3% | 1795.3907 | 232.9757 | 0.058507 | 16.17% | 10.34% | 1.541% | 1.464% | 11508.8953 | 2104.2499 | 137445.5095 | 134198.3858 | 135993.7765 | 652.517 | 101.3% | 1795.3907 | 0.058679 | 16.17% | 10.33% | 1.533% | 1.457%
99 | 134956.7488 | 5132.9645 | 140089.7133 | 133507.2694 | 101.1% | 1449.4794 | 260.6246 | 0.065326 | 15.88% | 10.06% | 1.244% | 1.182% | 12838.163 | 1438.6922 | 136395.441 | 133650.85 | 135100.3295 | 143.5806 | 101.1% | 1449.4794 | 0.065357 | 15.88% | 10.06% | 1.243% | 1.181%
100 | 135672.1341 | 1747.5585 | 137419.6926 | 133962.964 | 101.3% | 1709.17 | 240.3009 | 0.060314 | 16.1% | 10.27% | 1.462% | 1.389% | 11899.7817 | 1584.1357 | 137256.2698 | 131697.7917 | 134539.5479 | -1132.5862 | 102.2% | 2841.7562 | 0.041307 | 17.11% | 11.23% | 2.473% | 2.349%
101 | 129760.2923 | 6082.5137 | 135842.806 | 127702.3996 | 101.6% | 2057.8927 | 204.431 | 0.051467 | 16.48% | 10.63% | 1.847% | 1.755% | 9682.3632 | 6314.0089 | 136074.3012 | 122286.8792 | 127052.5321 | -2707.7602 | 103.9% | 4765.6529 | 0.019207 | 19.1% | 13.12% | 4.467% | 4.243%
102 | 141336.5604 | 3335.56 | 144672.1204 | 139904.9623 | 101% | 1431.5981 | 267.293 | 0.066972 | 15.81% | 9.99% | 1.172% | 1.114% | 13789.0695 | 1752.1705 | 143088.7309 | 142938.8874 | 143088.7309 | 1752.1705 | 100.1% | 149.8435 | 0.096398 | 14.75% | 8.99% | 0.1197% | 0.1141%
103 | 137734.7589 | 4200.3866 | 141935.1454 | 136371.6507 | 101% | 1363.1082 | 269.831 | 0.067597 | 15.78% | 9.964% | 1.145% | 1.088% | 13565.2626 | 5773.2028 | 143507.9617 | 134859.8314 | 136978.8492 | -755.9097 | 101.6% | 2119.0178 | 0.052527 | 16.43% | 10.59% | 1.801% | 1.711%
104 | 128390.3959 | 4616.2854 | 133006.6813 | 125298.5506 | 102.5% | 3091.8454 | 168.0435 | 0.035626 | 17.46% | 11.56% | 2.828% | 2.687% | 7874.9353 | 1000 | 129390.3959 | 124671.7341 | 128076.9877 | -313.4082 | 102.7% | 3405.2536 | 0.032105 | 17.76% | 11.85% | 3.131% | 2.974%
105 | 144000.5161 | 3668.803 | 147669.319 | 144145.6928 | 99.9% | -145.1767 | 387.4335 | 0.10348 | 14.52% | 8.767% | -0.116% | -0.1097% | 20363.5785 | 2698.3623 | 146698.8784 | 143414.2626 | 143634.801 | -365.7151 | 100.2% | 220.5384 | 0.094716 | 14.81% | 9.044% | 0.1758% | 0.1674%
106 | 138766.4436 | 4447.6424 | 143214.086 | 139500.3905 | 99.47% | -733.947 | 432.898 | 0.12422 | 14.03% | 8.303% | -0.6036% | -0.5728% | 21926.1766 | 2162.5266 | 140928.9701 | 135988.641 | 137010.5688 | -1755.8748 | 100.8% | 1021.9278 | 0.074178 | 15.49% | 9.694% | 0.8609% | 0.8182%
107 | 129587.0089 | 5731.1504 | 135318.1593 | 129163.7425 | 100.3% | 423.2664 | 341.6406 | 0.08874 | 15.01% | 9.233% | 0.3751% | 0.3568% | 16159.3459 | 1000 | 130587.0089 | 129790.5036 | 130213.77 | 626.7612 | 100.3% | 423.2664 | 0.088794 | 15.01% | 9.231% | 0.3733% | 0.3551%
108 | 130622.3329 | 5797.8928 | 136420.2257 | 128971.1098 | 101.3% | 1651.2231 | 239.8232 | 0.060197 | 16.1% | 10.27% | 1.467% | 1.394% | 11434.0873 | 2194.7614 | 132817.0943 | 129033.3108 | 130684.5339 | 62.201 | 101.3% | 1651.2231 | 0.060213 | 16.1% | 10.27% | 1.466% | 1.393%
109 | 133099.888 | 5151.6076 | 138251.4956 | 131350.7384 | 101.3% | 1749.1496 | 234.3292 | 0.058843 | 16.16% | 10.33% | 1.526% | 1.45% | 11384.0568 | 2313.4226 | 135413.3105 | 132190.8468 | 133939.9964 | 840.1084 | 101.3% | 1749.1496 | 0.059066 | 16.15% | 10.32% | 1.516% | 1.441%
110 | 125891.7533 | 11304.0038 | 137195.7571 | 124264.0126 | 101.3% | 1627.7408 | 236.6582 | 0.059416 | 16.13% | 10.3% | 1.501% | 1.426% | 10874.5606 | 3687.6065 | 129579.3598 | 125227.5851 | 126855.3259 | 963.5725 | 101.3% | 1627.7408 | 0.059682 | 16.12% | 10.29% | 1.49% | 1.415%
111 | 136999.628 | 2529.1414 | 139528.7694 | 137339.9278 | 99.75% | -340.2998 | 403.149 | 0.1105 | 14.35% | 8.606% | -0.2846% | -0.2698% | 20159.412 | 3744.5042 | 140744.1322 | 139165.3606 | 139165.3606 | 2165.7326 | 100% | 0 | 0.1 | 14.63% | 8.876% | -0.0005144% | 0%
112 | 138410.5845 | 5360.6964 | 143771.2809 | 136574.4772 | 101.3% | 1836.1073 | 232.9757 | 0.058507 | 16.17% | 10.34% | 1.541% | 1.464% | 11769.8987 | 4285.4423 | 142696.0269 | 136445.5893 | 138346.1406 | -64.444 | 101.4% | 1900.5513 | 0.057229 | 16.23% | 10.39% | 1.596% | 1.517%
113 | 136534.5018 | 4838.8489 | 141373.3507 | 135068.0768 | 101.1% | 1466.425 | 260.6246 | 0.065326 | 15.88% | 10.06% | 1.244% | 1.182% | 12988.2515 | 5657.6068 | 142192.1085 | 133485.684 | 135743.3054 | -791.1964 | 101.7% | 2257.6214 | 0.049862 | 16.57% | 10.72% | 1.938% | 1.841%
114 | 131542.7022 | 6577.1351 | 138119.8373 | 128466.7795 | 102.4% | 3075.9226 | 170.8785 | 0.03697 | 17.38% | 11.48% | 2.744% | 2.607% | 8204.4063 | 1684.2476 | 133226.9497 | 127463.016 | 131040.8204 | -501.8818 | 102.8% | 3577.8044 | 0.031153 | 17.85% | 11.93% | 3.217% | 3.056%
115 | 140889.9739 | 2875.9622 | 143765.9361 | 140269.2008 | 100.4% | 620.7732 | 329.3687 | 0.084793 | 15.14% | 9.358% | 0.5068% | 0.4818% | 16937.7353 | 1000 | 141889.9739 | 135476.0394 | 138493.3932 | -2396.5807 | 102.2% | 3017.3538 | 0.040034 | 17.19% | 11.3% | 2.553% | 2.425%
116 | 136746.3762 | 5300.2471 | 142046.6233 | 134394.8258 | 101.7% | 2351.5504 | 195.8109 | 0.04879 | 16.64% | 10.78% | 2.005% | 1.905% | 9773.3958 | 2434.7148 | 139181.091 | 137401.8332 | 139181.091 | 2434.7148 | 101.3% | 1779.2578 | 0.059811 | 16.12% | 10.29% | 1.484% | 1.41%
117 | 136243.4855 | 4066.9697 | 140310.4553 | 135445.0657 | 100.6% | 798.4198 | 313.6632 | 0.079744 | 15.31% | 9.518% | 0.6752% | 0.6418% | 15598.1169 | 2996.8955 | 139240.381 | 136681.7776 | 137480.1974 | 1236.7119 | 100.6% | 798.4198 | 0.079928 | 15.3% | 9.512% | 0.6691% | 0.636%
118 | 134411.3089 | 3040.0563 | 137451.3652 | 133106.6027 | 101% | 1304.7061 | 271.9012 | 0.068107 | 15.76% | 9.943% | 1.123% | 1.067% | 13339.5053 | 1000 | 135411.3089 | 133904.5786 | 135209.2847 | 797.9758 | 101% | 1304.7061 | 0.068261 | 15.75% | 9.937% | 1.116% | 1.061%
119 | 138476.8543 | 3528.0727 | 142004.927 | 139075.1855 | 99.57% | -598.3312 | 422.6466 | 0.11949 | 14.14% | 8.408% | -0.4937% | -0.4684% | 21362.2716 | 1000 | 139476.8543 | 139441.3338 | 139441.3338 | 964.4795 | 100% | 0 | 0.1 | 14.63% | 8.876% | -0.0005144% | 0%
120 | 133339.9882 | 6060.9086 | 139400.8968 | 132212.0791 | 100.9% | 1127.9091 | 285.4868 | 0.071457 | 15.61% | 9.805% | 0.9774% | 0.9288% | 13894.3822 | 2538.4187 | 135878.4069 | 133778.0251 | 134905.9342 | 1565.946 | 100.8% | 1127.9091 | 0.071721 | 15.6% | 9.794% | 0.966% | 0.918%
121 | 134556.4379 | 5745.5988 | 140302.0368 | 134116.94 | 100.3% | 439.4979 | 341.6406 | 0.08874 | 15.01% | 9.233% | 0.3751% | 0.3568% | 16779.0278 | 2264.8351 | 136821.273 | 131346.9423 | 133171.4391 | -1384.9988 | 101.4% | 1824.4968 | 0.05733 | 16.23% | 10.39% | 1.592% | 1.512%
122 | 133615.4911 | 3711.5414 | 137327.0325 | 132629.3239 | 100.7% | 986.1672 | 297.1913 | 0.07445 | 15.49% | 9.686% | 0.8518% | 0.8096% | 14493.9157 | 1000 | 134615.4911 | 132402.6574 | 133502.1578 | -113.3333 | 100.8% | 1099.5004 | 0.072055 | 15.58% | 9.78% | 0.9514% | 0.9041%
123 | 136040.5593 | 4068.3627 | 140108.922 | 134506.583 | 101.1% | 1533.9763 | 254.7723 | 0.063883 | 15.94% | 10.12% | 1.307% | 1.242% | 12650.6709 | 1313.5491 | 137354.1085 | 135104.3853 | 136638.3616 | 597.8023 | 101.1% | 1533.9763 | 0.064016 | 15.93% | 10.11% | 1.301% | 1.236%
124 | 138435.0669 | 5033.5784 | 143468.6453 | 137252.8953 | 100.9% | 1182.1717 | 284.6109 | 0.071241 | 15.62% | 9.814% | 0.9868% | 0.9378% | 14381.0474 | 4554.9747 | 142990.0416 | 135892.8843 | 137755.0614 | -680.0055 | 101.4% | 1862.1771 | 0.057824 | 16.2% | 10.37% | 1.57% | 1.492%
125 | 139069.1427 | 3841.689 | 142910.8317 | 138010.7565 | 100.8% | 1058.3863 | 294.7031 | 0.07373 | 15.51% | 9.711% | 0.8786% | 0.835% | 14959.1976 | 2558.177 | 141627.3198 | 138101.8473 | 139160.2336 | 91.0909 | 100.8% | 1058.3863 | 0.073743 | 15.51% | 9.711% | 0.878% | 0.8344%
126 | 137370.3124 | 3148.9689 | 140519.2813 | 136287.1553 | 100.8% | 1083.1571 | 291.7172 | 0.072995 | 15.54% | 9.741% | 0.9105% | 0.8653% | 14626.7493 | 2054.2306 | 139424.543 | 131913.6699 | 135183.5697 | -2186.7427 | 102.5% | 3269.8998 | 0.03542 | 17.47% | 11.58% | 2.841% | 2.699%
127 | 130315.4675 | 2124.7087 | 132440.1762 | 130199.4777 | 100.1% | 115.9898 | 367.1397 | 0.096939 | 14.73% | 8.973% | 0.1016% | 0.09699% | 17463.0537 | 2782.9053 | 133098.3728 | 132423.1895 | 132539.1793 | 2223.7118 | 100.1% | 115.9898 | 0.09699 | 14.73% | 8.972% | 0.09989% | 0.09536%
128 | 133473.3009 | 6673.665 | 140146.966 | 130384.9301 | 102.4% | 3088.3708 | 171.8717 | 0.03744 | 17.35% | 11.46% | 2.715% | 2.579% | 8373.203 | 1507.2315 | 134980.5324 | 131003.5896 | 134091.9604 | 618.6595 | 102.4% | 3088.3708 | 0.037646 | 17.34% | 11.44% | 2.702% | 2.567%
129 | 139005.4278 | 4054.2702 | 143059.698 | 137920.639 | 100.8% | 1084.7887 | 292.603 | 0.073212 | 15.53% | 9.733% | 0.9011% | 0.8563% | 14845.794 | 2006.7628 | 141012.1905 | 138806.7431 | 139891.5319 | 886.1041 | 100.8% | 1084.7887 | 0.073345 | 15.53% | 9.727% | 0.8954% | 0.8509%
130 | 134783.1229 | 5224.1521 | 140007.275 | 131728.7103 | 102.3% | 3054.4126 | 173.8034 | 0.038356 | 17.29% | 11.4% | 2.657% | 2.525% | 8550.4033 | 1000 | 135783.1229 | 132304.1084 | 135358.521 | 575.3981 | 102.3% | 3054.4126 | 0.038541 | 17.28% | 11.39% | 2.646% | 2.514%
131 | 147520.5695 | 2169.4201 | 149689.9896 | 148378.3018 | 99.42% | -857.7323 | 438.4517 | 0.12678 | 13.97% | 8.247% | -0.6632% | -0.6294% | 23608.4342 | 3245.8226 | 150766.3921 | 152750.3647 | 150766.3921 | 3245.8226 | 98.7% | -1983.9726 | 0.16728 | 13.14% | 7.462% | -1.489% | -1.414%
132 | 132570.3489 | 6311.6781 | 138882.027 | 128492.5073 | 103.2% | 4077.8416 | 140.7329 | 0.02653 | 18.27% | 12.33% | 3.637% | 3.455% | 6809.8089 | 3495.9643 | 136066.3132 | 125545.2485 | 131096.7195 | -1473.6294 | 104.4% | 5551.471 | 0.014796 | 19.7% | 13.69% | 5.068% | 4.814%
133 | 134970.42 | 5361.2723 | 140331.6923 | 130298.6228 | 103.6% | 4671.7972 | 124.8084 | 0.022064 | 18.74% | 12.78% | 4.11% | 3.904% | 6148.586 | 3839.0995 | 138809.5195 | 127570.6325 | 133606.4249 | -1363.9951 | 104.7% | 6035.7924 | 0.012668 | 20.06% | 14.03% | 5.423% | 5.151%
134 | 141391.7612 | 4587.4878 | 145979.249 | 141958.8858 | 99.6% | -567.1246 | 419.3622 | 0.11798 | 14.17% | 8.441% | -0.4585% | -0.435% | 21642.4397 | 1397.0372 | 142788.7984 | 141858.7938 | 141341.7152 | -50.046 | 99.64% | -517.0786 | 0.11625 | 14.21% | 8.479% | -0.4184% | -0.3969%
135 | 121493.6581 | 9514.5636 | 131008.2217 | 120080.4387 | 101.2% | 1413.2194 | 250.8808 | 0.062922 | 15.98% | 10.16% | 1.349% | 1.281% | 11125.3552 | 4855.347 | 126349.0051 | 119213.4713 | 121060.1744 | -433.4837 | 101.5% | 1846.7031 | 0.053112 | 16.41% | 10.56% | 1.775% | 1.687%
136 | 129066.9776 | 7261.688 | 136328.6656 | 126976.6033 | 101.6% | 2090.3743 | 200.7086 | 0.050687 | 16.52% | 10.67% | 1.887% | 1.792% | 9455.2718 | 4427.336 | 133494.3135 | 130755.4828 | 132845.8571 | 3778.8795 | 101.6% | 2090.3743 | 0.051804 | 16.47% | 10.62% | 1.832% | 1.741%
137 | 134155.8679 | 3855.0537 | 138010.9216 | 133462.0641 | 100.5% | 693.8038 | 321.098 | 0.082137 | 15.23% | 9.442% | 0.5954% | 0.566% | 15723.1687 | 1000 | 135155.8679 | 134416.7103 | 135110.5141 | 954.6462 | 100.5% | 693.8038 | 0.082264 | 15.22% | 9.438% | 0.5912% | 0.562%
138 | 122107.4326 | 5767.1208 | 127874.5534 | 120910.6236 | 101% | 1196.8091 | 270.8661 | 0.067853 | 15.77% | 9.954% | 1.134% | 1.078% | 12072.287 | 6715.9915 | 128823.4241 | 123073.3309 | 124270.1399 | 2162.7073 | 101% | 1196.8091 | 0.068312 | 15.75% | 9.935% | 1.114% | 1.059%
139 | 121368.501 | 8448.3124 | 129816.8134 | 119469.2411 | 101.6% | 1899.2599 | 206.75 | 0.05204 | 16.46% | 10.61% | 1.822% | 1.731% | 9158.9212 | 4511.7415 | 125880.2425 | 122137.7151 | 124036.975 | 2668.4741 | 101.6% | 1899.2599 | 0.052955 | 16.42% | 10.57% | 1.782% | 1.693%
140 | 131579.025 | 5698.8242 | 137277.8491 | 129691.7994 | 101.5% | 1887.2256 | 221.1318 | 0.055587 | 16.3% | 10.46% | 1.668% | 1.584% | 10620.1522 | 1000 | 132579.025 | 129687.9241 | 131577.0873 | -1.9377 | 101.5% | 1889.1632 | 0.055547 | 16.3% | 10.46% | 1.669% | 1.586%
141 | 142803.7688 | 4733.8266 | 147537.5954 | 141294.0765 | 101.1% | 1509.6923 | 262.4659 | 0.06578 | 15.86% | 10.04% | 1.224% | 1.163% | 13680.6075 | 2219.4301 | 145023.1989 | 141352.2397 | 142861.932 | 58.1632 | 101.1% | 1509.6923 | 0.065792 | 15.86% | 10.04% | 1.224% | 1.163%
142 | 131672.558 | 5888.3454 | 137560.9034 | 128795.4172 | 102.2% | 2877.1408 | 177.0806 | 0.039912 | 17.19% | 11.31% | 2.56% | 2.432% | 8510.58 | 5324.0997 | 136996.6578 | 125896.0461 | 130222.8725 | -1449.6856 | 103.4% | 4326.8264 | 0.023427 | 18.57% | 12.62% | 3.939% | 3.742%
143 | 135056.2395 | 5234.738 | 140290.9774 | 133219.6263 | 101.4% | 1836.6132 | 229.313 | 0.057605 | 16.21% | 10.38% | 1.58% | 1.501% | 11304.1065 | 1758.2165 | 136814.456 | 130986.6356 | 133939.7441 | -1116.4953 | 102.3% | 2953.1085 | 0.039534 | 17.22% | 11.33% | 2.584% | 2.455%
144 | 137616.3889 | 4411.9904 | 142028.3793 | 135533.7997 | 101.5% | 2082.5892 | 212.433 | 0.053441 | 16.39% | 10.55% | 1.761% | 1.673% | 10670.5077 | 2989.7108 | 140606.0997 | 135843.468 | 137926.0572 | 309.6683 | 101.5% | 2082.5892 | 0.053534 | 16.39% | 10.55% | 1.757% | 1.669%
145 | 133763.6103 | 4361.4542 | 138125.0646 | 132439.8031 | 101% | 1323.8072 | 269.831 | 0.067597 | 15.78% | 9.964% | 1.145% | 1.088% | 13174.1509 | 1000 | 134763.6103 | 132693.2025 | 134017.0097 | 253.3993 | 101% | 1323.8072 | 0.067647 | 15.78% | 9.962% | 1.143% | 1.086%
146 | 132300.7935 | 2631.3418 | 134932.1353 | 131646.3027 | 100.5% | 654.4908 | 323.5264 | 0.082917 | 15.2% | 9.417% | 0.5694% | 0.5413% | 15623.0238 | 3104.7295 | 135405.523 | 132336.5428 | 132991.0336 | 690.2401 | 100.5% | 654.4908 | 0.083006 | 15.2% | 9.415% | 0.5664% | 0.5385%
147 | 135945.4085 | 4357.2246 | 140302.6331 | 133181.8628 | 102.1% | 2763.5457 | 183.2293 | 0.042825 | 17.01% | 11.14% | 2.378% | 2.259% | 9091.8518 | 3549.3747 | 139494.7831 | 134774.4346 | 137537.9803 | 1592.5718 | 102.1% | 2763.5457 | 0.043275 | 16.98% | 11.11% | 2.35% | 2.233%
148 | 135247.122 | 6151.213 | 141398.3349 | 133580.1144 | 101.2% | 1667.0076 | 243.2768 | 0.06105 | 16.06% | 10.23% | 1.43% | 1.359% | 12009.4095 | 4215.2969 | 139462.4189 | 134218.6565 | 135885.6641 | 638.5422 | 101.2% | 1667.0076 | 0.061206 | 16.06% | 10.23% | 1.423% | 1.352%
149 | 129923.2447 | 6078.2805 | 136001.5252 | 129419.0825 | 100.4% | 504.1622 | 335.0319 | 0.086614 | 15.08% | 9.3% | 0.446% | 0.4241% | 15887.8777 | 4426.7794 | 134350.0241 | 126217.6719 | 128322.5394 | -1600.7053 | 101.7% | 2104.8675 | 0.050295 | 16.54% | 10.69% | 1.911% | 1.816%
150 | 142444.0461 | 4774.6608 | 147218.7069 | 141028.8329 | 101% | 1415.2133 | 269.4129 | 0.067493 | 15.78% | 9.969% | 1.15% | 1.093% | 14007.3386 | 1644.1741 | 144088.2202 | 138518.8296 | 141189.0445 | -1255.0016 | 101.9% | 2670.2149 | 0.045526 | 16.84% | 10.97% | 2.209% | 2.099%
151 | 130794.2177 | 6148.5779 | 136942.7956 | 128732.8989 | 101.6% | 2061.3188 | 205.5158 | 0.051737 | 16.47% | 10.62% | 1.835% | 1.743% | 9811.3029 | 2697.2443 | 133491.462 | 125569.8911 | 129212.7138 | -1581.5039 | 102.9% | 3642.8227 | 0.029966 | 17.96% | 12.03% | 3.325% | 3.159%
152 | 133511.0665 | 4695.0536 | 138206.1201 | 132370.9436 | 100.9% | 1140.123 | 284.6109 | 0.071241 | 15.62% | 9.814% | 0.9868% | 0.9378% | 13869.5276 | 1027.6731 | 134538.7396 | 134191.2806 | 134538.7396 | 1027.6731 | 100.3% | 347.4591 | 0.091103 | 14.93% | 9.158% | 0.2963% | 0.2819%
153 | 128365.5898 | 8670.0166 | 137035.6064 | 126438.303 | 101.5% | 1927.2868 | 213.7468 | 0.053765 | 16.38% | 10.54% | 1.747% | 1.66% | 10014.7735 | 1861.7882 | 130227.378 | 125876.6313 | 128084.7539 | -280.8359 | 101.8% | 2208.1227 | 0.048708 | 16.64% | 10.79% | 2.01% | 1.91%
154 | 133177.3966 | 5660.4536 | 138837.8502 | 131267.2457 | 101.5% | 1910.1509 | 221.1318 | 0.055587 | 16.3% | 10.46% | 1.668% | 1.584% | 10749.1617 | 4150.0163 | 137327.4129 | 128414.9318 | 131751.2396 | -1426.157 | 102.6% | 3336.3079 | 0.033786 | 17.61% | 11.7% | 2.978% | 2.829%
155 | 133800.9157 | 4012.1607 | 137813.0765 | 132395.1368 | 101.1% | 1405.7789 | 263.1725 | 0.065956 | 15.85% | 10.03% | 1.217% | 1.156% | 12852.6447 | 1000 | 134800.9157 | 133552.7856 | 134800.9157 | 1000 | 100.9% | 1248.1302 | 0.06931 | 15.7% | 9.894% | 1.071% | 1.018%
156 | 128128.7723 | 4463.7525 | 132592.5248 | 125645.8511 | 102% | 2482.9213 | 187.0533 | 0.044638 | 16.9% | 11.03% | 2.265% | 2.152% | 8747.924 | 2651.3934 | 130780.1657 | 128309.65 | 130780.1657 | 2651.3934 | 101.9% | 2470.5157 | 0.045568 | 16.84% | 10.97% | 2.207% | 2.096%
157 | 136128.0536 | 2685.333 | 138813.3866 | 135528.2619 | 100.4% | 599.7917 | 329.3687 | 0.084793 | 15.14% | 9.358% | 0.5068% | 0.4818% | 16365.2592 | 1000 | 137128.0536 | 131503.4453 | 134115.6453 | -2012.4083 | 102% | 2612.2 | 0.04445 | 16.91% | 11.04% | 2.277% | 2.163%
158 | 128966.117 | 4998.6867 | 133964.8037 | 125879.2133 | 102.5% | 3086.9037 | 168.6375 | 0.035907 | 17.44% | 11.55% | 2.811% | 2.67% | 7938.2087 | 1110.0364 | 130076.1533 | 121667.0442 | 126860.0324 | -2106.0845 | 104.3% | 5192.9882 | 0.015853 | 19.53% | 13.52% | 4.892% | 4.647%
159 | 138365.7923 | 4130.3222 | 142496.1145 | 137427.8991 | 100.7% | 937.8932 | 303.7203 | 0.076549 | 15.42% | 9.619% | 0.7818% | 0.743% | 15338.9438 | 1807.4579 | 140173.2502 | 140235.9437 | 140173.2502 | 1807.4579 | 99.96% | -62.6935 | 0.10154 | 14.58% | 8.828% | -0.05176% | -0.04867%
160 | 140129.5846 | 6048.759 | 146178.3437 | 136416.3785 | 102.7% | 3713.2061 | 158.2062 | 0.032224 | 17.75% | 11.84% | 3.12% | 2.964% | 8091.8175 | 2144.5999 | 142274.1845 | 140127.2342 | 142274.1845 | 2144.5999 | 101.5% | 2146.9504 | 0.053558 | 16.39% | 10.54% | 1.756% | 1.668%
161 | 135578.5333 | 4303.2925 | 139881.8258 | 134501.1579 | 100.8% | 1077.3754 | 291.0504 | 0.07283 | 15.55% | 9.748% | 0.9177% | 0.8721% | 14402.9672 | 2645.6043 | 138224.1377 | 134819.5626 | 135896.938 | 318.4047 | 100.8% | 1077.3754 | 0.07288 | 15.55% | 9.746% | 0.9155% | 0.8701%
162 | 130020.7432 | 7187.1104 | 137207.8537 | 127959.0002 | 101.6% | 2061.743 | 204.4509 | 0.051473 | 16.48% | 10.63% | 1.847% | 1.754% | 9702.742 | 2919.418 | 132940.1613 | 128897.5965 | 130959.3395 | 938.5963 | 101.6% | 2061.743 | 0.051782 | 16.47% | 10.62% | 1.833% | 1.741%
163 | 143409.6083 | 4120.9658 | 147530.5741 | 145592.4241 | 98.5% | -2182.8158 | 488.6836 | 0.18037 | 12.91% | 7.244% | -1.719% | -1.632% | 25579.9008 | 1000 | 144409.6083 | 141487.5301 | 141357.1613 | -2052.447 | 99.91% | -130.3688 | 0.10318 | 14.53% | 8.776% | -0.1061% | -0.1003%
164 | 143942.7976 | 4716.3135 | 148659.111 | 142698.8502 | 100.9% | 1243.9473 | 283.4962 | 0.070966 | 15.63% | 9.825% | 0.9988% | 0.9491% | 14894.6407 | 1048.9022 | 144991.6997 | 144409.1468 | 144991.6997 | 1048.9022 | 100.4% | 582.553 | 0.086138 | 15.1% | 9.315% | 0.4619% | 0.4392%
165 | 122422.13 | 6633.4645 | 129055.5945 | 120188.0024 | 101.9% | 2234.1276 | 191.5918 | 0.046789 | 16.76% | 10.9% | 2.13% | 2.024% | 8561.1041 | 5178.6261 | 127600.7561 | 121101.9831 | 123336.1107 | 913.9807 | 101.8% | 2234.1276 | 0.047046 | 16.75% | 10.88% | 2.114% | 2.009%
166 | 134041.5629 | 5610.3437 | 139651.9067 | 132811.6045 | 100.9% | 1229.9585 | 277.6837 | 0.069533 | 15.69% | 9.884% | 1.061% | 1.008% | 13585.7244 | 4716.5048 | 138758.0677 | 135009.9315 | 136239.89 | 2198.3271 | 100.9% | 1229.9585 | 0.069931 | 15.68% | 9.868% | 1.044% | 0.9919%
167 | 130223.396 | 3991.0083 | 134214.4043 | 129115.4072 | 100.9% | 1107.9889 | 284.9493 | 0.071325 | 15.62% | 9.811% | 0.9832% | 0.9343% | 13544.079 | 2096.0102 | 132319.4063 | 130727.6532 | 131835.6421 | 1612.2461 | 100.8% | 1107.9889 | 0.071604 | 15.6% | 9.799% | 0.9711% | 0.9228%
168 | 132848.0347 | 5007.8389 | 137855.8736 | 131085.7183 | 101.3% | 1762.3165 | 232.9757 | 0.058507 | 16.17% | 10.34% | 1.541% | 1.464% | 11296.8811 | 1380.3952 | 134228.4299 | 131332.9391 | 133095.2556 | 247.2209 | 101.3% | 1762.3165 | 0.058574 | 16.17% | 10.34% | 1.538% | 1.461%
169 | 135875.4916 | 1468.9242 | 137344.4158 | 136009.6819 | 99.9% | -134.1903 | 387.2146 | 0.1034 | 14.52% | 8.769% | -0.1136% | -0.1074% | 19203.7332 | 1000 | 136875.4916 | 137389.5593 | 136875.4916 | 1000 | 99.63% | -514.0677 | 0.11673 | 14.2% | 8.469% | -0.4294% | -0.4074%
170 | 128575.2432 | 4936.4632 | 133511.7064 | 125924.8962 | 102.1% | 2650.347 | 182.0769 | 0.042281 | 17.05% | 11.17% | 2.412% | 2.292% | 8544.8638 | 2294.6347 | 130869.8779 | 126741.3791 | 129391.7261 | 816.4829 | 102.1% | 2650.347 | 0.042529 | 17.03% | 11.15% | 2.397% | 2.277%
171 | 132138.3596 | 5928.4024 | 138066.762 | 130124.5691 | 101.5% | 2013.7905 | 211.2586 | 0.053151 | 16.41% | 10.56% | 1.774% | 1.685% | 10189.1085 | 4410.0409 | 136548.4005 | 132622.7437 | 134636.5342 | 2498.1746 | 101.5% | 2013.7905 | 0.05392 | 16.37% | 10.53% | 1.74% | 1.653%
172 | 138526.5086 | 1041.5527 | 139568.0613 | 138630.895 | 99.92% | -104.3864 | 384.7164 | 0.1026 | 14.55% | 8.794% | -0.08683% | -0.08198% | 19452.0978 | 1000 | 139526.5086 | 138089.9399 | 138256.031 | -270.4776 | 100.1% | 166.0912 | 0.095867 | 14.77% | 9.007% | 0.1374% | 0.131%
173 | 133985.541 | 6090.2519 | 140075.7929 | 130757.3951 | 102.5% | 3228.1459 | 167.998 | 0.035604 | 17.46% | 11.56% | 2.83% | 2.688% | 8215.8977 | 1353.2942 | 135338.8353 | 130637.4939 | 133925.5904 | -59.9506 | 102.5% | 3288.0965 | 0.034808 | 17.52% | 11.62% | 2.885% | 2.74%
174 | 135241.3484 | 4830.0482 | 140071.3965 | 132177.5024 | 102.3% | 3063.846 | 173.8318 | 0.03837 | 17.29% | 11.4% | 2.657% | 2.524% | 8580.8775 | 4616.7057 | 139858.0541 | 132818.9642 | 135882.8101 | 641.4618 | 102.3% | 3063.846 | 0.038575 | 17.28% | 11.39% | 2.644% | 2.512%
175 | 131233.9387 | 5080.0234 | 136313.9622 | 127491.0574 | 102.9% | 3742.8813 | 149.9353 | 0.029528 | 18% | 12.07% | 3.365% | 3.196% | 7181.9603 | 3549.9419 | 134783.8806 | 128821.4172 | 132564.2985 | 1330.3598 | 102.9% | 3742.8813 | 0.02991 | 17.96% | 12.04% | 3.33% | 3.163%
176 | 132393.1182 | 6008.3887 | 138401.5069 | 131817.0676 | 100.4% | 576.0506 | 329.956 | 0.084983 | 15.13% | 9.352% | 0.5004% | 0.4758% | 15944.6232 | 1759.6922 | 134152.8104 | 132303.9528 | 132880.0035 | 486.8852 | 100.4% | 576.0506 | 0.085039 | 15.13% | 9.35% | 0.4986% | 0.474%
177 | 140260.995 | 4030.4884 | 144291.4833 | 141093.1433 | 99.41% | -832.1483 | 439.7057 | 0.12735 | 13.96% | 8.234% | -0.6766% | -0.6421% | 22510.8509 | 2577.9718 | 142838.9668 | 140193.7791 | 139811.3129 | -449.6821 | 99.73% | -382.4662 | 0.11173 | 14.32% | 8.579% | -0.3132% | -0.297%
178 | 125618.1163 | 3489.3921 | 129107.5084 | 124919.3379 | 100.6% | 698.7783 | 316.878 | 0.080778 | 15.27% | 9.485% | 0.6407% | 0.609% | 14529.0484 | 2956.824 | 128574.9403 | 125348.1578 | 126046.9361 | 428.8198 | 100.6% | 698.7783 | 0.080844 | 15.27% | 9.483% | 0.6385% | 0.607%
179 | 131228.2909 | 4551.2702 | 135779.5611 | 129600.1422 | 101.3% | 1628.1487 | 242.391 | 0.06083 | 16.07% | 10.24% | 1.44% | 1.368% | 11610.1248 | 1000 | 132228.2909 | 130842.6361 | 132228.2909 | 1000 | 101.1% | 1385.6548 | 0.066029 | 15.85% | 10.03% | 1.213% | 1.153%
180 | 131984.4613 | 2999.6468 | 134984.1081 | 132750.201 | 99.42% | -765.7397 | 438.3223 | 0.12671 | 13.97% | 8.248% | -0.6617% | -0.628% | 21115.8821 | 1218.5473 | 133203.0086 | 132050.451 | 131634.5863 | -349.875 | 99.69% | -415.8647 | 0.11381 | 14.27% | 8.533% | -0.3615% | -0.3429%
181 | 131389.3504 | 6912.7237 | 138302.0741 | 129573.8312 | 101.4% | 1815.5192 | 226.9044 | 0.057011 | 16.24% | 10.4% | 1.606% | 1.526% | 10881.682 | 6467.5421 | 137856.8925 | 127495.8231 | 130350.3464 | -1039.004 | 102.2% | 2854.5233 | 0.03982 | 17.2% | 11.31% | 2.566% | 2.438%
182 | 126850.8832 | 6667.9411 | 133518.8243 | 124817.2552 | 101.6% | 2033.628 | 202.52 | 0.050998 | 16.5% | 10.65% | 1.867% | 1.774% | 9376.7932 | 5305.0417 | 132155.9248 | 124776.5053 | 126830.5082 | -20.375 | 101.6% | 2054.003 | 0.050689 | 16.52% | 10.67% | 1.887% | 1.792%
183 | 140242.487 | 3852.8156 | 144095.3026 | 138847.2889 | 101% | 1395.1981 | 269.2637 | 0.067458 | 15.78% | 9.97% | 1.151% | 1.094% | 13783.2047 | 1000 | 141242.487 | 138017.5646 | 139827.6249 | -414.8622 | 101.3% | 1810.0603 | 0.059375 | 16.14% | 10.3% | 1.503% | 1.428%
184 | 132799.5016 | 5577.1429 | 138376.6445 | 130062.0791 | 102.1% | 2737.4225 | 182.0769 | 0.042281 | 17.05% | 11.17% | 2.412% | 2.292% | 8825.5999 | 3451.6278 | 136251.1294 | 130420.0209 | 133157.4433 | 357.9417 | 102.1% | 2737.4225 | 0.042387 | 17.04% | 11.16% | 2.406% | 2.285%
185 | 136671.846 | 2210.4459 | 138882.2919 | 136069.6583 | 100.4% | 602.1877 | 329.3687 | 0.084793 | 15.14% | 9.358% | 0.5068% | 0.4818% | 16430.6337 | 1563.8304 | 138235.6764 | 132492.3555 | 134883.1946 | -1788.6514 | 101.8% | 2390.8391 | 0.047785 | 16.7% | 10.84% | 2.068% | 1.965%
186 | 132736.7735 | 4004.2567 | 136741.0302 | 131392.2826 | 101% | 1344.4908 | 267.293 | 0.066972 | 15.81% | 9.99% | 1.172% | 1.114% | 12950.0576 | 3717.897 | 136454.6704 | 131381.7519 | 132731.5081 | -5.2654 | 101% | 1349.7562 | 0.066864 | 15.81% | 9.995% | 1.177% | 1.119%
187 | 142395.7585 | 3541.7566 | 145937.5151 | 141945.8403 | 100.3% | 449.9182 | 342.7852 | 0.089108 | 15% | 9.221% | 0.3628% | 0.3451% | 17816.0704 | 3137.327 | 145533.0854 | 142029.0106 | 142478.9288 | 83.1703 | 100.3% | 449.9182 | 0.089115 | 15% | 9.221% | 0.3626% | 0.3449%
188 | 135529.737 | 4266.3101 | 139796.0472 | 133575.2186 | 101.5% | 1954.5184 | 220.2759 | 0.055375 | 16.31% | 10.47% | 1.677% | 1.593% | 10896.6844 | 1000 | 136529.737 | 131273.2215 | 134378.7385 | -1150.9986 | 102.4% | 3105.517 | 0.037495 | 17.34% | 11.45% | 2.711% | 2.576%
189 | 132284.5596 | 4239.8897 | 136524.4493 | 129247.498 | 102.3% | 3037.0616 | 172.6009 | 0.037786 | 17.33% | 11.43% | 2.693% | 2.558% | 8333.839 | 3647.1787 | 135931.7382 | 125510.3325 | 130415.9768 | -1868.5827 | 103.9% | 4905.6443 | 0.019102 | 19.11% | 13.13% | 4.48% | 4.255%
190 | 140008.0119 | 5626.1208 | 145634.1326 | 139398.8284 | 100.4% | 609.1835 | 329.956 | 0.084983 | 15.13% | 9.352% | 0.5004% | 0.4758% | 16861.7147 | 2766.8564 | 142774.8683 | 138844.8636 | 139731.0295 | -276.9824 | 100.6% | 886.1659 | 0.078069 | 15.36% | 9.571% | 0.7311% | 0.6949%
191 | 134210.3349 | 3860.9402 | 138071.2751 | 134908.4472 | 99.48% | -698.1123 | 431.9724 | 0.12379 | 14.04% | 8.313% | -0.5937% | -0.5634% | 21160.9332 | 3392.4481 | 137602.783 | 136903.6014 | 136903.6014 | 2693.2665 | 100% | 0 | 0.1 | 14.63% | 8.876% | -0.0005144% | 0%
192 | 130460.9439 | 5130.4866 | 135591.4304 | 128831.2569 | 101.3% | 1629.687 | 241.4654 | 0.060601 | 16.08% | 10.25% | 1.45% | 1.377% | 11498.1595 | 2215.3251 | 132676.269 | 130732.1521 | 132361.8391 | 1900.8952 | 101.2% | 1629.687 | 0.061085 | 16.06% | 10.23% | 1.428% | 1.357%
193 | 142379.2655 | 4938.0092 | 147317.2747 | 140721.7894 | 101.2% | 1657.4762 | 250.7713 | 0.062898 | 15.98% | 10.16% | 1.35% | 1.282% | 13032.1918 | 4261.9246 | 146641.1901 | 140022.5984 | 142029.67 | -349.5955 | 101.4% | 2007.0716 | 0.056161 | 16.28% | 10.44% | 1.643% | 1.561%
194 | 130895.9506 | 7051.2438 | 137947.1945 | 129531.1705 | 101.1% | 1364.7801 | 264.0484 | 0.066172 | 15.84% | 10.02% | 1.207% | 1.147% | 12615.445 | 4441.4092 | 135337.3599 | 132238.9783 | 133603.7584 | 2707.8078 | 101% | 1364.7801 | 0.06674 | 15.82% | 10% | 1.183% | 1.124%
195 | 131262.7873 | 6434.6373 | 137697.4245 | 129541.8943 | 101.3% | 1720.893 | 234.6776 | 0.058928 | 16.16% | 10.32% | 1.522% | 1.446% | 11243.619 | 2034.7175 | 133297.5047 | 128388.8468 | 130686.2635 | -576.5238 | 101.8% | 2297.4167 | 0.048062 | 16.68% | 10.82% | 2.051% | 1.948%
196 | 134485.9101 | 4449.3852 | 138935.2952 | 132818.4075 | 101.3% | 1667.5026 | 242.4806 | 0.060851 | 16.07% | 10.24% | 1.439% | 1.367% | 11902.7323 | 5618.3432 | 140104.2533 | 136101.2242 | 137768.7267 | 3282.8167 | 101.2% | 1667.5026 | 0.061649 | 16.04% | 10.21% | 1.404% | 1.334%
197 | 132579.8979 | 5897.0172 | 138476.9151 | 131126.8478 | 101.1% | 1453.0501 | 258.226 | 0.064735 | 15.9% | 10.08% | 1.27% | 1.206% | 12495.9843 | 3917.1469 | 136497.0448 | 133878.7632 | 135331.8133 | 2751.9154 | 101.1% | 1453.0501 | 0.065336 | 15.88% | 10.06% | 1.244% | 1.182%
198 | 134092.7317 | 4897.1393 | 138989.8711 | 131494.2389 | 102% | 2598.4928 | 187.0533 | 0.044638 | 16.9% | 11.03% | 2.265% | 2.152% | 9155.1102 | 1637.1237 | 135729.8555 | 134354.6247 | 135729.8555 | 1637.1237 | 101% | 1375.2308 | 0.066964 | 15.81% | 9.991% | 1.173% | 1.114%
199 | 133731.1493 | 5929.2146 | 139660.3639 | 131693.0846 | 101.5% | 2038.0647 | 211.2586 | 0.053151 | 16.41% | 10.56% | 1.774% | 1.685% | 10311.9275 | 3135.1145 | 136866.2639 | 132660.7029 | 134698.7675 | 967.6182 | 101.5% | 2038.0647 | 0.053449 | 16.39% | 10.55% | 1.761% | 1.673%
200 | 142412.4327 | 3758.5556 | 146170.9883 | 140969.9371 | 101% | 1442.4956 | 267.293 | 0.066972 | 15.81% | 9.99% | 1.172% | 1.114% | 13894.0337 | 3057.26 | 145469.6927 | 142389.6752 | 143832.1708 | 1419.7381 | 101% | 1442.4956 | 0.067241 | 15.79% | 9.979% | 1.161% | 1.103%
201 | 128305.6178 | 5810.4757 | 134116.0935 | 126042.7495 | 101.8% | 2262.8683 | 194.0502 | 0.047954 | 16.69% | 10.83% | 2.058% | 1.955% | 9087.6706 | 1000 | 129305.6178 | 124845.0679 | 127706.777 | -598.8408 | 102.3% | 2861.7091 | 0.038842 | 17.26% | 11.37% | 2.627% | 2.496%
202 | 131951.7562 | 4712.5627 | 136664.3189 | 129800.1746 | 101.7% | 2151.5815 | 199.4944 | 0.050479 | 16.53% | 10.68% | 1.9% | 1.805% | 9608.1259 | 2019.2655 | 133971.0217 | 129130.4931 | 131616.9154 | -334.8408 | 101.9% | 2486.4223 | 0.045566 | 16.84% | 10.97% | 2.207% | 2.096%
203 | 143151.5929 | 2718.0682 | 145869.6611 | 145413.348 | 98.44% | -2261.7551 | 488.6836 | 0.18404 | 12.85% | 7.183% | -1.784% | -1.693% | 25533.8787 | 3180.1262 | 146331.7191 | 148604.9846 | 146331.7191 | 3180.1262 | 98.47% | -2273.2655 | 0.18236 | 12.88% | 7.211% | -1.754% | -1.666%
204 | 132467.5396 | 6021.2518 | 138488.7914 | 131365.728 | 100.8% | 1101.8116 | 287.0195 | 0.071836 | 15.59% | 9.789% | 0.961% | 0.9132% | 13877.5794 | 5267.162 | 137734.7017 | 130222.6433 | 131895.9973 | -571.5424 | 101.3% | 1673.354 | 0.060073 | 16.11% | 10.28% | 1.473% | 1.399%
205 | 138626.1799 | 5124.3598 | 143750.5397 | 138462.9664 | 100.1% | 163.2136 | 364.0643 | 0.09595 | 14.77% | 9.005% | 0.1346% | 0.1283% | 18421.1271 | 3406.1125 | 142032.2924 | 134791.2161 | 136790.3048 | -1835.8751 | 101.5% | 1999.0887 | 0.054851 | 16.33% | 10.49% | 1.7% | 1.615%
206 | 127696.7324 | 7134.881 | 134831.6134 | 125628.5507 | 101.6% | 2068.1818 | 200.7086 | 0.050687 | 16.52% | 10.67% | 1.887% | 1.792% | 9354.8895 | 3502.5513 | 131199.2838 | 126797.2389 | 128865.4207 | 1168.6882 | 101.6% | 2068.1818 | 0.050965 | 16.5% | 10.65% | 1.869% | 1.776%
207 | 143497.5639 | 3372.8329 | 146870.3967 | 143106.7669 | 100.3% | 390.7969 | 347.4829 | 0.090616 | 14.95% | 9.174% | 0.3125% | 0.2973% | 18199.9758 | 1000 | 144497.5639 | 143133.6051 | 143524.402 | 26.8382 | 100.3% | 390.7969 | 0.090618 | 14.95% | 9.173% | 0.3125% | 0.2973%
208 | 127246.3601 | 4079.6807 | 131326.0408 | 126439.6031 | 100.6% | 806.757 | 308.4678 | 0.078075 | 15.36% | 9.571% | 0.7309% | 0.6947% | 14326.7637 | 1954.9816 | 129201.3418 | 125434.4251 | 126743.7711 | -502.589 | 101% | 1309.346 | 0.066429 | 15.83% | 10.01% | 1.196% | 1.137%
209 | 139648.6008 | 4654.9534 | 144303.5542 | 138280.0947 | 101% | 1368.5062 | 270.886 | 0.067858 | 15.77% | 9.954% | 1.134% | 1.078% | 13807.5288 | 1000 | 140648.6008 | 138953.2938 | 140321.8 | 673.1991 | 101% | 1368.5062 | 0.067984 | 15.76% | 9.948% | 1.128% | 1.072%
210 | 135726.4929 | 5820.6116 | 141547.1045 | 133779.7806 | 101.5% | 1946.7123 | 221.1318 | 0.055587 | 16.3% | 10.46% | 1.668% | 1.584% | 10954.9072 | 2958.6826 | 138685.1755 | 135056.9933 | 137003.7056 | 1277.2127 | 101.4% | 1946.7123 | 0.05595 | 16.29% | 10.45% | 1.652% | 1.569%
211 | 130580.17 | 6780.6463 | 137360.8163 | 129057.5492 | 101.2% | 1522.6208 | 250.5623 | 0.062846 | 15.99% | 10.16% | 1.352% | 1.285% | 11942.2408 | 5575.9412 | 136156.1112 | 127296.0277 | 129699.4093 | -880.7608 | 101.9% | 2403.3816 | 0.046254 | 16.8% | 10.93% | 2.164% | 2.056%
212 | 125381.8186 | 5925.0075 | 131306.8261 | 122642.135 | 102.2% | 2739.6836 | 177.0806 | 0.039912 | 17.19% | 11.31% | 2.56% | 2.432% | 8103.9817 | 2977.0676 | 128358.8862 | 126112.2365 | 128358.8862 | 2977.0676 | 101.8% | 2246.6497 | 0.048208 | 16.67% | 10.82% | 2.042% | 1.94%
213 | 142806.9477 | 2761.2153 | 145568.163 | 142177.7282 | 100.4% | 629.2195 | 329.3687 | 0.084793 | 15.14% | 9.358% | 0.5068% | 0.4818% | 17168.1932 | 1947.4463 | 144754.394 | 136853.8108 | 140144.989 | -2661.9587 | 102.4% | 3291.1782 | 0.036776 | 17.39% | 11.49% | 2.756% | 2.618%
214 | 129125.8225 | 5750.8626 | 134876.6852 | 125589.9345 | 102.8% | 3535.8881 | 154.5872 | 0.031046 | 17.86% | 11.94% | 3.227% | 3.065% | 7285.8395 | 2755.569 | 131881.3915 | 123313.2304 | 127987.4705 | -1138.352 | 103.8% | 4674.2401 | 0.020184 | 18.98% | 13% | 4.345% | 4.127%
215 | 134498.0145 | 3395.4127 | 137893.4272 | 134073.0503 | 100.3% | 424.9642 | 342.7852 | 0.089108 | 15% | 9.221% | 0.3628% | 0.3451% | 16827.9317 | 1000 | 135498.0145 | 132872.7977 | 133897.8882 | -600.1263 | 100.8% | 1025.0905 | 0.073609 | 15.52% | 9.716% | 0.8839% | 0.84%
216 | 132371.5353 | 2796.5817 | 135168.117 | 131478.795 | 100.7% | 892.7403 | 304.0886 | 0.076668 | 15.41% | 9.615% | 0.7778% | 0.7393% | 14692.2253 | 2403.6203 | 134775.1557 | 132143.1806 | 133035.921 | 664.3856 | 100.7% | 892.7403 | 0.076785 | 15.41% | 9.612% | 0.7739% | 0.7356%
217 | 131020.9237 | 5127.3314 | 136148.2552 | 126485.8324 | 103.6% | 4535.0914 | 124.8084 | 0.022064 | 18.74% | 12.78% | 4.11% | 3.904% | 5968.6664 | 1000 | 132020.9237 | 129166.6685 | 132020.9237 | 1000 | 102.2% | 2854.2552 | 0.040354 | 17.17% | 11.28% | 2.533% | 2.406%
218 | 137735.2563 | 5331.6873 | 143066.9436 | 138000.8566 | 99.81% | -265.6003 | 397.237 | 0.10777 | 14.41% | 8.667% | -0.2211% | -0.2095% | 19970.4443 | 3089.3198 | 140824.576 | 138242.0676 | 138242.0676 | 506.8113 | 100% | 0 | 0.1 | 14.63% | 8.876% | -0.0005144% | 0%
219 | 135345.4296 | 3889.2365 | 139234.6661 | 136460.564 | 99.18% | -1115.1345 | 464.0105 | 0.13856 | 13.7% | 7.986% | -0.9373% | -0.8897% | 22922.6221 | 2803.3661 | 138148.7957 | 136340.266 | 135285.2806 | -60.149 | 99.23% | -1054.9855 | 0.13642 | 13.75% | 8.034% | -0.8875% | -0.8425%
220 | 136916.7021 | 3803.2417 | 140719.9439 | 136326.7938 | 100.4% | 589.9083 | 330.4138 | 0.085131 | 15.13% | 9.347% | 0.4955% | 0.4711% | 16512.296 | 2751.0078 | 139667.71 | 139342.3241 | 139667.71 | 2751.0078 | 100.2% | 325.3859 | 0.091976 | 14.9% | 9.13% | 0.2672% | 0.2542%
221 | 131084.1942 | 3766.7872 | 134850.9814 | 129921.1195 | 100.9% | 1163.0748 | 280.9781 | 0.070347 | 15.66% | 9.851% | 1.026% | 0.9747% | 13443.6038 | 4797.4526 | 135881.6469 | 129266.978 | 130757.1235 | -327.0707 | 101.2% | 1490.1455 | 0.063558 | 15.95% | 10.13% | 1.321% | 1.255%
222 | 130391.494 | 2963.443 | 133354.937 | 131064.1591 | 99.49% | -672.665 | 431.5245 | 0.12358 | 14.04% | 8.317% | -0.5888% | -0.5588% | 20537.5011 | 1052.1151 | 131443.6091 | 129482.0853 | 129600.4571 | -791.0369 | 100.1% | 118.3718 | 0.096859 | 14.74% | 8.976% | 0.1043% | 0.09953%
223 | 134730.4438 | 6768.4735 | 141498.9173 | 132964.0889 | 101.3% | 1766.3549 | 234.6776 | 0.058928 | 16.16% | 10.32% | 1.522% | 1.446% | 11540.6491 | 3811.2519 | 138541.6958 | 134462.5227 | 136228.8776 | 1498.4338 | 101.3% | 1766.3549 | 0.059318 | 16.14% | 10.31% | 1.505% | 1.43%
224 | 145755.3763 | 3602.3992 | 149357.7755 | 144606.1035 | 100.8% | 1149.2728 | 291.7172 | 0.072995 | 15.54% | 9.741% | 0.9105% | 0.8653% | 15519.564 | 3679.7935 | 149435.1698 | 144211.9703 | 145558.3097 | -197.0666 | 100.9% | 1346.3394 | 0.069336 | 15.7% | 9.893% | 1.07% | 1.016%
225 | 140008.7547 | 3299.6685 | 143308.4232 | 139041.5045 | 100.7% | 967.2502 | 302.317 | 0.076096 | 15.43% | 9.634% | 0.7969% | 0.7574% | 15449.3636 | 2946.475 | 142955.2297 | 140321.4549 | 141288.7051 | 1279.9505 | 100.7% | 967.2502 | 0.076314 | 15.42% | 9.627% | 0.7897% | 0.7505%
226 | 130138.1122 | 3515.3156 | 133653.4278 | 128082.3418 | 101.6% | 2055.7704 | 205.1177 | 0.051637 | 16.47% | 10.62% | 1.839% | 1.748% | 9743.1757 | 1000 | 131138.1122 | 127994.7663 | 130094.3245 | -43.7877 | 101.6% | 2099.5581 | 0.050796 | 16.51% | 10.66% | 1.88% | 1.786%
227 | 136778.3971 | 4912.6996 | 141691.0967 | 135224.5238 | 101.1% | 1553.8733 | 253.8467 | 0.063655 | 15.95% | 10.13% | 1.317% | 1.251% | 12673.0735 | 2357.2998 | 139135.6969 | 133270.6574 | 135801.4639 | -976.9332 | 101.9% | 2530.8064 | 0.046053 | 16.81% | 10.94% | 2.176% | 2.068%
228 | 136386.3918 | 5286.2943 | 141672.6861 | 133444.6551 | 102.2% | 2941.7367 | 178.2225 | 0.040451 | 17.16% | 11.28% | 2.527% | 2.4% | 8872.1011 | 3282.8084 | 139669.2002 | 131733.6935 | 135530.911 | -855.4808 | 102.9% | 3797.2175 | 0.0302 | 17.94% | 12.01% | 3.304% | 3.138%
229 | 139162.8028 | 2046.5118 | 141209.3146 | 139901.709 | 99.47% | -738.9062 | 433.117 | 0.12432 | 14.03% | 8.301% | -0.606% | -0.575% | 21999.9265 | 1000 | 140162.8028 | 138177.4906 | 138300.6936 | -862.1092 | 100.1% | 123.203 | 0.096936 | 14.74% | 8.973% | 0.1017% | 0.09708%
230 | 131635.2225 | 3734.3326 | 135369.5551 | 129903.422 | 101.3% | 1731.8006 | 234.18 | 0.058804 | 16.16% | 10.33% | 1.528% | 1.451% | 11251.6107 | 2902.2251 | 134537.4477 | 126339.9838 | 129853.5035 | -1781.7191 | 102.8% | 3513.5196 | 0.031479 | 17.82% | 11.9% | 3.187% | 3.028%
231 | 141690.3071 | 3609.9441 | 145300.2512 | 141490.079 | 100.1% | 200.2281 | 361.5363 | 0.095137 | 14.8% | 9.03% | 0.1617% | 0.1541% | 18697.5576 | 2940.8781 | 144631.1851 | 140076.8592 | 140983.6972 | -706.6099 | 100.6% | 906.838 | 0.077754 | 15.37% | 9.581% | 0.7416% | 0.7048%
232 | 137960.2005 | 4902.6944 | 142862.8949 | 138513.5611 | 99.6% | -553.3606 | 419.3622 | 0.11798 | 14.17% | 8.441% | -0.4585% | -0.435% | 21117.1804 | 2324.3921 | 140284.5926 | 140024.3903 | 140024.3903 | 2064.1898 | 100% | 0 | 0.1 | 14.63% | 8.876% | -0.0005144% | 0%
233 | 134059.9506 | 4649.4781 | 138709.4287 | 133994.1643 | 100% | 65.7862 | 371.4194 | 0.098313 | 14.69% | 8.93% | 0.05577% | 0.05345% | 18174.2513 | 3342.6412 | 137402.5918 | 132961.0749 | 133543.4059 | -516.5447 | 100.4% | 582.331 | 0.08495 | 15.13% | 9.353% | 0.5015% | 0.4768%
234 | 134635.1383 | 5555.3834 | 140190.5217 | 132933.1885 | 101.3% | 1701.9498 | 239.8232 | 0.060197 | 16.1% | 10.27% | 1.467% | 1.394% | 11785.3501 | 3986.0272 | 138621.1655 | 130671.8452 | 133504.4666 | -1130.6717 | 102.2% | 2832.6215 | 0.041125 | 17.12% | 11.24% | 2.484% | 2.36%
235 | 135616.367 | 3825.4243 | 139441.7913 | 135247.0335 | 100.3% | 369.3335 | 347.4829 | 0.090616 | 14.95% | 9.174% | 0.3125% | 0.2973% | 17200.3938 | 1019.2828 | 136635.6499 | 134517.6219 | 135251.6612 | -364.7058 | 100.5% | 734.0393 | 0.081249 | 15.26% | 9.47% | 0.625% | 0.5941%
236 | 130878.8717 | 6094.6328 | 136973.5045 | 129596.0913 | 101% | 1282.7804 | 270.8661 | 0.067853 | 15.77% | 9.954% | 1.134% | 1.078% | 12939.4851 | 1458.047 | 132336.9187 | 130809.0291 | 132091.8094 | 1212.9378 | 101% | 1282.7804 | 0.068095 | 15.76% | 9.944% | 1.124% | 1.068%
237 | 129751.631 | 8928.038 | 138679.669 | 127803.5341 | 101.5% | 1948.0969 | 213.7468 | 0.053765 | 16.38% | 10.54% | 1.747% | 1.66% | 10122.9091 | 5780.1831 | 135531.8141 | 128595.2953 | 130543.3922 | 791.7612 | 101.5% | 1948.0969 | 0.054013 | 16.37% | 10.53% | 1.736% | 1.649%
238 | 134077.8949 | 6895.4346 | 140973.3294 | 131980.0786 | 101.6% | 2097.8163 | 206.7798 | 0.052047 | 16.45% | 10.61% | 1.822% | 1.731% | 10119.4809 | 3753.2992 | 137831.1941 | 133016.8813 | 135114.6976 | 1036.8027 | 101.6% | 2097.8163 | 0.052373 | 16.44% | 10.59% | 1.807% | 1.717%
239 | 131357.6837 | 5471.0758 | 136828.7595 | 129918.0289 | 101.1% | 1439.6549 | 258.226 | 0.064735 | 15.9% | 10.08% | 1.27% | 1.206% | 12380.7876 | 2241.9405 | 133599.6242 | 130440.2755 | 131879.9303 | 522.2466 | 101.1% | 1439.6549 | 0.064852 | 15.9% | 10.08% | 1.265% | 1.202%
240 | 125590.5685 | 4609.9017 | 130200.4702 | 123156.8333 | 102% | 2433.7351 | 187.0533 | 0.044638 | 16.9% | 11.03% | 2.265% | 2.152% | 8574.6295 | 1688.3178 | 127278.8862 | 124153.651 | 126587.3861 | 996.8177 | 102% | 2433.7351 | 0.044929 | 16.88% | 11.01% | 2.247% | 2.134%
241 | 136066.2085 | 5273.8841 | 141340.0926 | 134518.5772 | 101.2% | 1547.6313 | 253.6974 | 0.063618 | 15.95% | 10.13% | 1.318% | 1.253% | 12599.6718 | 4100.1462 | 140166.3548 | 134067.8214 | 135840.8306 | -225.3779 | 101.3% | 1773.0093 | 0.059085 | 16.15% | 10.32% | 1.515% | 1.44%
242 | 132073.3392 | 6190.9378 | 138264.277 | 128003.7316 | 103.2% | 4069.6076 | 140.5175 | 0.026458 | 18.28% | 12.34% | 3.644% | 3.461% | 6773.8934 | 5001.7042 | 137075.0434 | 126575.3498 | 131359.1483 | -714.1909 | 103.8% | 4783.7985 | 0.020286 | 18.97% | 12.99% | 4.332% | 4.115%
243 | 137115.1534 | 5154.705 | 142269.8584 | 135669.8851 | 101.1% | 1445.2682 | 262.8043 | 0.065864 | 15.85% | 10.04% | 1.221% | 1.16% | 13152.5736 | 1872.2868 | 138987.4402 | 135213.0151 | 136886.7183 | -228.435 | 101.2% | 1673.7033 | 0.061316 | 16.05% | 10.22% | 1.418% | 1.348%
244 | 118349.0818 | 5108.5935 | 123457.6753 | 115325.4791 | 102.6% | 3023.6028 | 162.0804 | 0.033487 | 17.64% | 11.73% | 3.005% | 2.855% | 7001.4558 | 3694.098 | 122043.1798 | 115448.4853 | 118472.088 | 123.0062 | 102.6% | 3023.6028 | 0.033522 | 17.64% | 11.73% | 3.002% | 2.851%
245 | 130276.4301 | 3441.8887 | 133718.3188 | 129241.1879 | 100.8% | 1035.2422 | 291.0504 | 0.07283 | 15.55% | 9.748% | 0.9177% | 0.8721% | 13839.7068 | 1000 | 131276.4301 | 128518.621 | 129915.1467 | -361.2835 | 101.1% | 1396.5257 | 0.065302 | 15.88% | 10.06% | 1.245% | 1.183%
246 | 134194.7129 | 5621.7031 | 139816.4161 | 133610.8235 | 100.4% | 583.8895 | 329.956 | 0.084983 | 15.13% | 9.352% | 0.5004% | 0.4758% | 16161.5963 | 1000 | 135194.7129 | 138552.134 | 135194.7129 | 1000 | 97.58% | -3357.4211 | 0.25297 | 11.86% | 6.238% | -2.778% | -2.638%
247 | 134823.2517 | 5765.8386 | 140589.0903 | 134382.8823 | 100.3% | 440.3694 | 341.6406 | 0.08874 | 15.01% | 9.233% | 0.3751% | 0.3568% | 16812.2992 | 1031.9362 | 135855.1879 | 134496.5887 | 134936.9581 | 113.7064 | 100.3% | 440.3694 | 0.088749 | 15.01% | 9.233% | 0.3748% | 0.3565%
248 | 129864.0181 | 5360.0327 | 135224.0509 | 128222.381 | 101.3% | 1641.6371 | 239.8232 | 0.060197 | 16.1% | 10.27% | 1.467% | 1.394% | 11367.7079 | 1000 | 130864.0181 | 127294.2553 | 129399.9553 | -464.0628 | 101.7% | 2105.6999 | 0.050542 | 16.53% | 10.68% | 1.896% | 1.801%
249 | 135582.8761 | 2311.0718 | 137893.9478 | 136431.0625 | 99.38% | -848.1865 | 443.1196 | 0.12893 | 13.92% | 8.199% | -0.7132% | -0.6769% | 21928.9896 | 1000 | 136582.8761 | 133903.7082 | 134319.1989 | -1263.6772 | 100.3% | 415.4907 | 0.089338 | 14.99% | 9.214% | 0.3552% | 0.3378%
250 | 135302.4603 | 4643.6657 | 139946.126 | 134444.6267 | 100.6% | 857.8336 | 308.4678 | 0.078075 | 15.36% | 9.571% | 0.7309% | 0.6947% | 15233.8061 | 5173.5368 | 140475.997 | 135638.6327 | 136496.4663 | 1194.006 | 100.6% | 857.8336 | 0.078268 | 15.36% | 9.565% | 0.7245% | 0.6886%
251 | 137433.6102 | 6751.3898 | 144185 | 135631.816 | 101.3% | 1801.7942 | 234.6776 | 0.058928 | 16.16% | 10.32% | 1.522% | 1.446% | 11772.1951 | 3628.2101 | 141061.8202 | 135031.5611 | 137133.4827 | -300.1275 | 101.6% | 2101.9217 | 0.052913 | 16.42% | 10.57% | 1.784% | 1.695%
252 | 135306.3858 | 6560.7884 | 141867.1742 | 133247.6087 | 101.5% | 2058.7771 | 211.5273 | 0.053217 | 16.4% | 10.56% | 1.771% | 1.682% | 10446.6646 | 4213.6431 | 139520.0289 | 132855.4193 | 135110.2911 | -196.0947 | 101.7% | 2254.8718 | 0.049752 | 16.58% | 10.72% | 1.945% | 1.848%
253 | 136098.368 | 4317.547 | 140415.9151 | 134668.4509 | 101.1% | 1429.9171 | 263.1725 | 0.065956 | 15.85% | 10.03% | 1.217% | 1.156% | 13073.3333 | 4911.8585 | 141010.2266 | 133781.4993 | 135654.8922 | -443.4758 | 101.4% | 1873.3929 | 0.057033 | 16.24% | 10.4% | 1.605% | 1.525%
254 | 133948.8191 | 6112.7453 | 140061.5643 | 131021.9403 | 102.2% | 2926.8788 | 177.0806 | 0.039912 | 17.19% | 11.31% | 2.56% | 2.432% | 8657.7048 | 1000 | 134948.8191 | 131235.4173 | 134162.296 | 213.477 | 102.2% | 2926.8788 | 0.039978 | 17.19% | 11.3% | 2.556% | 2.428%
255 | 139785.0784 | 5657.0601 | 145442.1385 | 137654.7517 | 101.5% | 2130.3267 | 211.2586 | 0.053151 | 16.41% | 10.56% | 1.774% | 1.685% | 10778.7423 | 1438.323 | 141223.4014 | 136145.5075 | 139030.4563 | -754.6221 | 102.1% | 2884.9488 | 0.042018 | 17.06% | 11.18% | 2.429% | 2.307%
256 | 126568.3905 | 4905.7516 | 131474.142 | 123571.1758 | 102.4% | 2997.2147 | 169.6732 | 0.036398 | 17.41% | 11.52% | 2.78% | 2.641% | 7838.4704 | 2981.356 | 129549.7465 | 124753.3194 | 127750.5341 | 1182.1436 | 102.4% | 2997.2147 | 0.03682 | 17.39% | 11.49% | 2.754% | 2.616%
257 | 134801.653 | 4040.1848 | 138841.8378 | 133467.5727 | 101% | 1334.0803 | 269.831 | 0.067597 | 15.78% | 9.964% | 1.145% | 1.088% | 13276.386 | 1000 | 135801.653 | 134651.7228 | 135801.653 | 1000 | 100.9% | 1149.9302 | 0.071434 | 15.61% | 9.806% | 0.9785% | 0.9298%
258 | 141968.3677 | 3638.5449 | 145606.9127 | 140590.3066 | 101% | 1378.0611 | 271.9012 | 0.068107 | 15.76% | 9.943% | 1.123% | 1.067% | 14089.4974 | 2901.9058 | 144870.2735 | 136921.5347 | 140133.9818 | -1834.3859 | 102.3% | 3212.4471 | 0.037852 | 17.32% | 11.43% | 2.689% | 2.554%
259 | 138299.9183 | 4432.6897 | 142732.6079 | 135469.1032 | 102.1% | 2830.8151 | 182.6637 | 0.042557 | 17.03% | 11.15% | 2.395% | 2.275% | 9220.7684 | 3126.2914 | 141426.2097 | 137350.7932 | 140181.6082 | 1881.69 | 102.1% | 2830.8151 | 0.043082 | 17% | 11.12% | 2.362% | 2.244%
260 | 133589.8013 | 6985.0877 | 140574.889 | 131687.6277 | 101.4% | 1902.1736 | 222.2764 | 0.05587 | 16.29% | 10.45% | 1.655% | 1.573% | 10838.258 | 5726.0357 | 139315.8371 | 131097.7631 | 133294.869 | -294.9323 | 101.7% | 2197.106 | 0.050143 | 16.55% | 10.7% | 1.921% | 1.825%
261 | 121907.0495 | 8861.4811 | 130768.5306 | 120530.7785 | 101.1% | 1376.271 | 254.6231 | 0.063846 | 15.94% | 10.12% | 1.308% | 1.243% | 11329.726 | 6573.1822 | 128480.2317 | 120867.0106 | 122243.2816 | 336.2321 | 101.1% | 1376.271 | 0.06393 | 15.94% | 10.12% | 1.305% | 1.24%
262 | 127803.4132 | 8125.3197 | 135928.7329 | 124885.196 | 102.3% | 2918.2173 | 173.1094 | 0.038026 | 17.31% | 11.42% | 2.678% | 2.544% | 8075.2516 | 2234.316 | 130037.7292 | 128400.7435 | 130037.7292 | 2234.316 | 101.3% | 1636.9858 | 0.060339 | 16.09% | 10.26% | 1.461% | 1.388%
263 | 135306.7358 | 4692.7192 | 139999.455 | 133605.6702 | 101.3% | 1701.0657 | 240.5796 | 0.060384 | 16.09% | 10.26% | 1.459% | 1.386% | 11881.4958 | 3814.3681 | 139121.104 | 134553.6901 | 136254.7557 | 948.0199 | 101.3% | 1701.0657 | 0.06062 | 16.08% | 10.25% | 1.449% | 1.376%
264 | 139963.6563 | 3180.9922 | 143144.6485 | 140553.1739 | 99.58% | -589.5176 | 421.4921 | 0.11896 | 14.15% | 8.42% | -0.4813% | -0.4567% | 21532.6536 | 1659.1318 | 141622.7881 | 138795.9075 | 139085.0231 | -878.6332 | 100.2% | 289.1156 | 0.092842 | 14.87% | 9.103% | 0.2383% | 0.2268%
265 | 131724.4941 | 6717.4987 | 138441.9928 | 129904.3439 | 101.4% | 1820.1502 | 226.9044 | 0.057011 | 16.24% | 10.4% | 1.606% | 1.526% | 10909.4386 | 3289.007 | 135013.5011 | 132023.7197 | 133843.87 | 2119.3758 | 101.4% | 1820.1502 | 0.057604 | 16.21% | 10.38% | 1.58% | 1.501%
266 | 123227.3248 | 6885.3485 | 130112.6733 | 121251.7884 | 101.6% | 1975.5364 | 202.52 | 0.050998 | 16.5% | 10.65% | 1.867% | 1.774% | 9108.9405 | 3165.9849 | 126393.3097 | 120710.2973 | 122956.5792 | -270.7455 | 101.9% | 2246.2819 | 0.046751 | 16.77% | 10.9% | 2.133% | 2.026%
267 | 130496.8578 | 6669.7122 | 137166.57 | 128975.2084 | 101.2% | 1521.6493 | 250.5623 | 0.062846 | 15.99% | 10.16% | 1.352% | 1.285% | 11934.6214 | 1753.2278 | 132250.0855 | 127288.3307 | 129653.4189 | -843.4389 | 101.9% | 2365.0882 | 0.046803 | 16.76% | 10.9% | 2.129% | 2.023%
268 | 131604.3982 | 4634.9731 | 136239.3713 | 129054.1252 | 102% | 2550.2731 | 187.0533 | 0.044638 | 16.9% | 11.03% | 2.265% | 2.152% | 8985.2205 | 2497.0095 | 134101.4077 | 129409.9285 | 131960.2016 | 355.8033 | 102% | 2550.2731 | 0.044738 | 16.89% | 11.02% | 2.259% | 2.146%
269 | 131422.9527 | 5093.9129 | 136516.8656 | 129519.5932 | 101.5% | 1903.3595 | 219.5991 | 0.055208 | 16.32% | 10.48% | 1.684% | 1.6% | 10534.0308 | 3110.6502 | 134533.6029 | 131155.9008 | 133059.2603 | 1636.3076 | 101.5% | 1903.3595 | 0.055691 | 16.3% | 10.46% | 1.663% | 1.58%
270 | 123282.6023 | 5862.2198 | 129144.822 | 119000.6899 | 103.6% | 4281.9124 | 124.3108 | 0.021947 | 18.76% | 12.79% | 4.124% | 3.918% | 5593.7538 | 1000 | 124282.6023 | 120049.8561 | 124282.6023 | 1000 | 103.5% | 4232.7462 | 0.022611 | 18.67% | 12.71% | 4.041% | 3.839%
271 | 139139.1396 | 4153.4072 | 143292.5467 | 138441.2441 | 100.5% | 697.8955 | 322.7899 | 0.082678 | 15.21% | 9.425% | 0.5774% | 0.5489% | 16393.1404 | 2129.8684 | 141269.008 | 140829.6858 | 141269.008 | 2129.8684 | 100.3% | 439.3222 | 0.089281 | 14.99% | 9.216% | 0.3571% | 0.3396%
272 | 125767.0673 | 5428.7943 | 131195.8615 | 122335.2526 | 102.8% | 3431.8146 | 154.9846 | 0.031174 | 17.85% | 11.93% | 3.215% | 3.054% | 7114.5669 | 4421.5483 | 130188.6155 | 122028.6974 | 125613.7897 | -153.2776 | 102.9% | 3585.0922 | 0.029501 | 18% | 12.07% | 3.367% | 3.199%
273 | 137545.2466 | 3504.3375 | 141049.5841 | 136983.1705 | 100.4% | 562.076 | 332.8124 | 0.0859 | 15.1% | 9.323% | 0.4699% | 0.4467% | 16708.52 | 1000 | 138545.2466 | 140511.8921 | 138545.2466 | 1000 | 98.6% | -1966.6456 | 0.17386 | 13.03% | 7.352% | -1.605% | -1.524%
274 | 131996.1338 | 5246.1222 | 137242.256 | 131421.8105 | 100.4% | 574.3233 | 329.956 | 0.084983 | 15.13% | 9.352% | 0.5004% | 0.4758% | 15896.8128 | 2750.7021 | 134746.8359 | 131141.9677 | 131856.2124 | -139.9214 | 100.5% | 714.2447 | 0.081285 | 15.26% | 9.469% | 0.6238% | 0.593%
275 | 132730.2179 | 3814.0867 | 136544.3046 | 134259.7456 | 98.86% | -1529.5277 | 488.6836 | 0.15685 | 13.33% | 7.636% | -1.306% | -1.24% | 23675.0232 | 1707.9028 | 134438.1207 | 135367.1841 | 134438.1207 | 1707.9028 | 99.31% | -929.0634 | 0.13211 | 13.85% | 8.129% | -0.7873% | -0.7472%
276 | 135031.2735 | 3292.6445 | 138323.9179 | 134891.9585 | 100.1% | 139.3149 | 365.6269 | 0.096451 | 14.75% | 8.989% | 0.1179% | 0.1124% | 18020.4381 | 1000 | 136031.2735 | 133827.8742 | 134499.2313 | -532.0422 | 100.5% | 671.3571 | 0.082762 | 15.21% | 9.422% | 0.5745% | 0.5462%
277 | 140294.1235 | 4031.4403 | 144325.5638 | 139135.9673 | 100.8% | 1158.1562 | 287.6963 | 0.072003 | 15.59% | 9.782% | 0.9537% | 0.9063% | 14732.1656 | 1900.5495 | 142194.673 | 139699.6469 | 140857.8031 | 563.6796 | 100.8% | 1158.1562 | 0.072092 | 15.58% | 9.779% | 0.9498% | 0.9026%
278 | 136382.4142 | 5295.4887 | 141677.903 | 135217.7713 | 100.9% | 1164.6429 | 284.6109 | 0.071241 | 15.62% | 9.814% | 0.9868% | 0.9378% | 14167.8117 | 4181.3797 | 140563.7939 | 135250.6672 | 136415.3101 | 32.8959 | 100.9% | 1164.6429 | 0.071247 | 15.62% | 9.814% | 0.9866% | 0.9375%
279 | 130143.7465 | 8241.384 | 138385.1306 | 128189.7624 | 101.5% | 1953.9841 | 213.7468 | 0.053765 | 16.38% | 10.54% | 1.747% | 1.66% | 10153.501 | 7448.1659 | 137591.9125 | 126722.2515 | 129409.9911 | -733.7555 | 102.1% | 2687.7396 | 0.041982 | 17.06% | 11.19% | 2.431% | 2.309%
280 | 125234.9586 | 5851.3976 | 131086.3562 | 123329.425 | 101.5% | 1905.5336 | 211.5273 | 0.053217 | 16.4% | 10.56% | 1.771% | 1.682% | 9669.0751 | 3410.535 | 128645.4936 | 116554.3338 | 121847.413 | -3387.5456 | 104.5% | 5293.0792 | 0.013975 | 19.84% | 13.82% | 5.205% | 4.944%
281 | 136974.0999 | 3642.8315 | 140616.9313 | 136027.8146 | 100.7% | 946.2853 | 302.317 | 0.076096 | 15.43% | 9.634% | 0.7969% | 0.7574% | 15114.5025 | 1432.1851 | 138406.285 | 130611.923 | 134266.1541 | -2707.9458 | 102.8% | 3654.2311 | 0.031268 | 17.84% | 11.92% | 3.207% | 3.046%
282 | 141417.1131 | 2872.1607 | 144289.2737 | 139414.0231 | 101.4% | 2003.09 | 223.0925 | 0.056072 | 16.28% | 10.44% | 1.647% | 1.564% | 11515.4211 | 1090.6553 | 142507.7683 | 139994.5407 | 141997.6307 | 580.5176 | 101.4% | 2003.09 | 0.056229 | 16.27% | 10.43% | 1.64% | 1.558%
283 | 132545.9132 | 5137.4385 | 137683.3517 | 131014.7367 | 101.2% | 1531.1765 | 251.7467 | 0.063138 | 15.97% | 10.15% | 1.339% | 1.272% | 12179.318 | 3522.2652 | 136068.1784 | 133068.0583 | 134599.2348 | 2053.3216 | 101.2% | 1531.1765 | 0.063614 | 15.95% | 10.13% | 1.319% | 1.253%
284 | 134553.575 | 5215.2548 | 139768.8298 | 131753.1193 | 102.1% | 2800.4557 | 181.2754 | 0.041899 | 17.07% | 11.19% | 2.436% | 2.314% | 8902.8075 | 1216.9813 | 135770.5563 | 129449.4486 | 133401.7397 | -1151.8353 | 103.1% | 3952.291 | 0.028049 | 18.13% | 12.2% | 3.499% | 3.324%
285 | 133136.0873 | 3974.2116 | 137110.2988 | 132471.1473 | 100.5% | 664.9399 | 323.0188 | 0.082752 | 15.21% | 9.423% | 0.5749% | 0.5465% | 15696.9949 | 1000 | 134136.0873 | 134180.6808 | 134136.0873 | 1000 | 99.97% | -44.5935 | 0.10115 | 14.59% | 8.84% | -0.03861% | -0.03618%
286 | 130118.0408 | 5673.3621 | 135791.4028 | 126115.6318 | 103.2% | 4002.409 | 140.7329 | 0.02653 | 18.27% | 12.33% | 3.637% | 3.455% | 6683.8399 | 4600.2416 | 134718.2824 | 128345.2988 | 132347.7078 | 2229.667 | 103.1% | 4002.409 | 0.027225 | 18.21% | 12.27% | 3.574% | 3.395%
287 | 136087.4319 | 3467.1957 | 139554.6276 | 136675.8235 | 99.57% | -588.3916 | 422.6765 | 0.1195 | 14.14% | 8.407% | -0.494% | -0.4687% | 20995.1481 | 2485.1849 | 138572.6168 | 134281.7941 | 134890.4172 | -1197.0147 | 100.5% | 608.6231 | 0.084426 | 15.15% | 9.37% | 0.5191% | 0.4935%
288 | 134454.4698 | 6111.5668 | 140566.0366 | 133703.3586 | 100.6% | 751.1111 | 316.6192 | 0.080696 | 15.28% | 9.488% | 0.6435% | 0.6116% | 15538.3655 | 3138.3889 | 137592.8587 | 132174.8521 | 133690.2165 | -764.2533 | 101.1% | 1515.3644 | 0.063724 | 15.95% | 10.12% | 1.314% | 1.248%
289 | 135083.1664 | 3881.7002 | 138964.8665 | 137130.5249 | 98.51% | -2047.3585 | 488.6836 | 0.17996 | 12.92% | 7.251% | -1.712% | -1.626% | 24094.7175 | 2690.532 | 137773.6983 | 137139.4574 | 137139.4574 | 2056.291 | 100% | 0 | 0.1 | 14.63% | 8.876% | -0.0005144% | 0%
290 | 129860.0015 | 3607.2223 | 133467.2238 | 129167.3015 | 100.5% | 692.7 | 319.3463 | 0.081572 | 15.25% | 9.46% | 0.6142% | 0.5839% | 15136.6614 | 3105.6869 | 132965.6884 | 131086.7506 | 131779.4506 | 1919.4491 | 100.5% | 692.7 | 0.081842 | 15.24% | 9.452% | 0.6052% | 0.5753%
291 | 140310.9314 | 4031.9233 | 144342.8547 | 139337.4672 | 100.7% | 973.4641 | 301.9985 | 0.075993 | 15.43% | 9.637% | 0.8004% | 0.7607% | 15466.3965 | 1881.6744 | 142192.6058 | 142646.2 | 142192.6058 | 1881.6744 | 99.68% | -453.5942 | 0.11396 | 14.27% | 8.53% | -0.365% | -0.3462%
292 | 136289.334 | 4699.6322 | 140988.9662 | 135402.7337 | 100.7% | 886.6003 | 306.6763 | 0.0775 | 15.38% | 9.589% | 0.7501% | 0.7129% | 15255.7993 | 4672.129 | 140961.463 | 136783.4172 | 137670.0175 | 1380.6835 | 100.6% | 886.6003 | 0.077727 | 15.38% | 9.582% | 0.7425% | 0.7057%
293 | 139801.2626 | 3337.3698 | 143138.6324 | 139375.9339 | 100.3% | 425.3288 | 344.0492 | 0.089514 | 14.98% | 9.208% | 0.3493% | 0.3323% | 17555.9551 | 1000 | 140801.2626 | 143275.9296 | 140801.2626 | 1000 | 98.27% | -2474.667 | 0.19526 | 12.65% | 6.996% | -1.98% | -1.881%
294 | 136704.3653 | 2265.8182 | 138970.1835 | 136546.3323 | 100.1% | 158.033 | 364.2932 | 0.096023 | 14.77% | 9.002% | 0.1322% | 0.126% | 18177.1719 | 2261.0158 | 138965.3811 | 137898.0248 | 138056.0578 | 1351.6926 | 100.1% | 158.033 | 0.096062 | 14.76% | 9.001% | 0.1309% | 0.1248%
295 | 129082.5554 | 4366.6262 | 133449.1816 | 127696.1667 | 101.1% | 1386.3887 | 260.6246 | 0.065326 | 15.88% | 10.06% | 1.244% | 1.182% | 12279.3628 | 1455.9757 | 130538.5311 | 127765.2181 | 129151.6068 | 69.0515 | 101.1% | 1386.3887 | 0.065342 | 15.88% | 10.06% | 1.243% | 1.181%
296 | 135950.5071 | 814.0749 | 136764.582 | 134736.5211 | 100.9% | 1213.986 | 280.3611 | 0.070195 | 15.67% | 9.857% | 1.032% | 0.981% | 13912.0579 | 2862.5614 | 138813.0685 | 135012.8772 | 136226.8632 | 276.3561 | 100.9% | 1213.986 | 0.070243 | 15.66% | 9.855% | 1.03% | 0.979%
297 | 141919.7686 | 1067.0659 | 142986.8345 | 142905.867 | 99.31% | -986.0984 | 450.415 | 0.13229 | 13.84% | 8.125% | -0.7915% | -0.7513% | 23331.8179 | 1581.5525 | 143501.321 | 142266.4674 | 141600.0688 | -319.6998 | 99.53% | -666.3986 | 0.12137 | 14.1% | 8.366% | -0.5375% | -0.51%
298 | 129932.1108 | 5767.1958 | 135699.3066 | 126374.144 | 102.8% | 3557.9669 | 154.5872 | 0.031046 | 17.86% | 11.94% | 3.227% | 3.065% | 7331.3337 | 1000 | 130932.1108 | 127114.8125 | 130672.7794 | 740.6686 | 102.8% | 3557.9669 | 0.031252 | 17.84% | 11.92% | 3.208% | 3.047%
299 | 140389.0241 | 4687.5024 | 145076.5265 | 138999.6477 | 101% | 1389.3764 | 269.831 | 0.067597 | 15.78% | 9.964% | 1.145% | 1.088% | 13826.6767 | 2077.6357 | 142466.6598 | 136340.9169 | 139059.6587 | -1329.3654 | 102% | 2718.7418 | 0.044309 | 16.92% | 11.05% | 2.285% | 2.171%
300 | 133201.9009 | 5020.2169 | 138222.1178 | 129994.1868 | 102.5% | 3207.7141 | 168.0435 | 0.035626 | 17.46% | 11.56% | 2.828% | 2.687% | 8170.0531 | 4018.1099 | 137220.0109 | 135000.4377 | 137220.0109 | 4018.1099 | 101.6% | 2219.5732 | 0.050726 | 16.52% | 10.67% | 1.884% | 1.79%
301 | 134085.1796 | 4297.6019 | 138382.7815 | 132088.9885 | 101.5% | 1996.1911 | 215.1402 | 0.054109 | 16.37% | 10.52% | 1.732% | 1.645% | 10529.1963 | 1666.9702 | 135752.1498 | 133711.3503 | 135707.5415 | 1622.3619 | 101.5% | 1996.1911 | 0.054592 | 16.34% | 10.5% | 1.711% | 1.625%
302 | 127756.7248 | 7149.3364 | 134906.0612 | 125730.8824 | 101.6% | 2025.8424 | 204.4509 | 0.051473 | 16.48% | 10.63% | 1.847% | 1.754% | 9533.7906 | 4243.0164 | 131999.7412 | 127492.4635 | 129518.3059 | 1761.5811 | 101.6% | 2025.8424 | 0.05206 | 16.45% | 10.61% | 1.821% | 1.73%
303 | 132881.4082 | 4650.2455 | 137531.6537 | 132724.9583 | 100.1% | 156.4499 | 364.0643 | 0.09595 | 14.77% | 9.005% | 0.1346% | 0.1283% | 17657.7419 | 4524.2088 | 137405.617 | 131228.0034 | 132132.9307 | -748.4775 | 100.7% | 904.9273 | 0.076304 | 15.42% | 9.627% | 0.79% | 0.7508%
304 | 134724.6653 | 3742.3518 | 138467.0171 | 134478.039 | 100.2% | 246.6263 | 357.0675 | 0.093698 | 14.84% | 9.076% | 0.2097% | 0.1997% | 17558.6145 | 2034.4615 | 136759.1268 | 133923.4968 | 134447.3942 | -277.2711 | 100.4% | 523.8974 | 0.086558 | 15.08% | 9.302% | 0.4479% | 0.4259%
305 | 128684.3526 | 9871.1849 | 138555.5375 | 125323.8883 | 102.7% | 3360.4643 | 159.7727 | 0.032735 | 17.71% | 11.8% | 3.073% | 2.919% | 7504.4879 | 5012.6422 | 133696.9949 | 125877.4686 | 129237.9329 | 553.5803 | 102.7% | 3360.4643 | 0.032884 | 17.69% | 11.78% | 3.06% | 2.907%
306 | 140359.0944 | 3189.9794 | 143549.0738 | 143646.6895 | 97.71% | -3287.5951 | 488.6836 | 0.24125 | 12.01% | 6.384% | -2.624% | -2.492% | 25035.7822 | 2774.999 | 143134.0933 | 144370.5621 | 143134.0933 | 2774.999 | 99.14% | -1236.4687 | 0.14049 | 13.65% | 7.944% | -0.9823% | -0.9325%
307 | 135702.1951 | 2224.6261 | 137926.8213 | 136368.3676 | 99.51% | -666.1724 | 428.8771 | 0.12236 | 14.07% | 8.344% | -0.5605% | -0.5319% | 21242.8391 | 1000 | 136702.1951 | 131295.1456 | 133165.5842 | -2536.611 | 101.4% | 1870.4385 | 0.056393 | 16.27% | 10.43% | 1.633% | 1.551%
308 | 130897.054 | 2908.8234 | 133805.8774 | 130258.6957 | 100.5% | 638.3583 | 324.2829 | 0.08316 | 15.19% | 9.41% | 0.5613% | 0.5336% | 15493.3997 | 1000 | 131897.054 | 133265.0106 | 131897.054 | 1000 | 98.97% | -1367.9567 | 0.14948 | 13.46% | 7.759% | -1.177% | -1.118%
309 | 138631.2801 | 6341.9462 | 144973.2264 | 137067.6987 | 101.1% | 1563.5814 | 254.7425 | 0.063876 | 15.94% | 10.12% | 1.307% | 1.242% | 12890.0761 | 1000 | 139631.2801 | 136992.7689 | 138593.8152 | -37.4649 | 101.2% | 1601.0463 | 0.063138 | 15.97% | 10.15% | 1.339% | 1.272%
310 | 140497.7771 | 6553.1677 | 147050.9448 | 137427.7989 | 102.2% | 3069.9782 | 177.0806 | 0.039912 | 17.19% | 11.31% | 2.56% | 2.432% | 9080.9929 | 1944.2592 | 142442.0363 | 137622.2273 | 140692.2056 | 194.4285 | 102.2% | 3069.9782 | 0.03997 | 17.19% | 11.3% | 2.557% | 2.429%
311 | 139804.1346 | 4444.8863 | 144249.0209 | 138215.8874 | 101.1% | 1588.2472 | 253.8467 | 0.063655 | 15.95% | 10.13% | 1.317% | 1.251% | 12953.4203 | 5604.4557 | 145408.5903 | 138294.5303 | 139882.7775 | 78.6429 | 101.1% | 1588.2472 | 0.063672 | 15.95% | 10.13% | 1.316% | 1.25%
312 | 131593.8978 | 5100.5387 | 136694.4365 | 129456.4488 | 101.7% | 2137.4491 | 200.1911 | 0.050598 | 16.53% | 10.67% | 1.892% | 1.798% | 9615.5319 | 1890.1708 | 133484.0686 | 125096.8551 | 129414.101 | -2179.7968 | 103.5% | 4317.2459 | 0.023296 | 18.59% | 12.63% | 3.956% | 3.757%
313 | 131528.08 | 4944.6647 | 136472.7447 | 129955.5165 | 101.2% | 1572.5635 | 247.3276 | 0.062048 | 16.02% | 10.19% | 1.387% | 1.317% | 11873.643 | 2059.2159 | 133587.2959 | 130823.3129 | 132395.8764 | 867.7964 | 101.2% | 1572.5635 | 0.062259 | 16.01% | 10.18% | 1.377% | 1.309%
314 | 125967.0988 | 5105.3804 | 131072.4793 | 122933.6103 | 102.5% | 3033.4885 | 168.0435 | 0.035626 | 17.46% | 11.56% | 2.828% | 2.687% | 7726.3003 | 2737.0922 | 128704.191 | 123448.8549 | 126482.3434 | 515.2446 | 102.5% | 3033.4885 | 0.035815 | 17.45% | 11.55% | 2.816% | 2.675%
315 | 137415.8667 | 3501.0412 | 140916.9079 | 136522.8938 | 100.7% | 892.9729 | 306.7559 | 0.077524 | 15.38% | 9.588% | 0.7493% | 0.7121% | 15385.8935 | 1085.7026 | 138501.5693 | 135873.0103 | 137090.9249 | -324.9418 | 100.9% | 1217.9147 | 0.070317 | 15.66% | 9.852% | 1.027% | 0.9759%
316 | 131940.1093 | 7316.0995 | 139256.2088 | 129847.9308 | 101.6% | 2092.1785 | 204.4509 | 0.051473 | 16.48% | 10.63% | 1.847% | 1.754% | 9845.9739 | 5323.7834 | 137263.8927 | 129460.6061 | 131746.4469 | -193.6623 | 101.8% | 2285.8408 | 0.048498 | 16.66% | 10.8% | 2.024% | 1.922%
317 | 138961.764 | 3993.1541 | 142954.9181 | 141288.7335 | 98.35% | -2326.9695 | 488.6836 | 0.19002 | 12.74% | 7.083% | -1.888% | -1.793% | 24786.541 | 1000 | 139961.764 | 144098.2847 | 139961.764 | 1000 | 97.13% | -4136.5207 | 0.29571 | 11.34% | 5.751% | -3.291% | -3.125%
318 | 130272.556 | 5593.3312 | 135865.8872 | 128625.7545 | 101.3% | 1646.8015 | 239.8232 | 0.060197 | 16.1% | 10.27% | 1.467% | 1.394% | 11403.4694 | 6380.5048 | 136653.0608 | 128714.3294 | 130361.1309 | 88.5749 | 101.3% | 1646.8015 | 0.06022 | 16.1% | 10.27% | 1.466% | 1.393%
319 | 144001.088 | 4137.9623 | 148139.0503 | 143025.6588 | 100.7% | 975.4292 | 303.7701 | 0.076565 | 15.41% | 9.619% | 0.7813% | 0.7425% | 15966.2765 | 3582.1987 | 147583.2867 | 147021.497 | 147583.2867 | 3582.1987 | 100.4% | 561.7897 | 0.08687 | 15.07% | 9.292% | 0.4375% | 0.416%
320 | 129600.2311 | 8560.1011 | 138160.3321 | 128124.1121 | 101.2% | 1476.1189 | 253.5282 | 0.063576 | 15.95% | 10.13% | 1.32% | 1.254% | 11992.9214 | 7991.2567 | 137591.4877 | 127631.0352 | 129353.6926 | -246.5385 | 101.3% | 1722.6574 | 0.058367 | 16.18% | 10.35% | 1.547% | 1.47%
321 | 139797.3996 | 4717.2771 | 144514.6767 | 138202.9284 | 101.2% | 1594.4712 | 253.3491 | 0.063533 | 15.96% | 10.13% | 1.322% | 1.256% | 12927.4036 | 4020.5531 | 143817.9526 | 133902.5507 | 137647.2107 | -2150.1888 | 102.8% | 3744.66 | 0.031283 | 17.84% | 11.92% | 3.205% | 3.045%
322 | 141013.8376 | 4895.3677 | 145909.2053 | 139143.1964 | 101.3% | 1870.6412 | 232.9757 | 0.058507 | 16.17% | 10.34% | 1.541% | 1.464% | 11991.2693 | 1000 | 142013.8376 | 132212.3945 | 137548.4367 | -3465.4009 | 104% | 5336.0421 | 0.017934 | 19.26% | 13.27% | 4.626% | 4.394%
323 | 128027.3772 | 6792.3463 | 134819.7235 | 126534.5231 | 101.2% | 1492.8541 | 250.5623 | 0.062846 | 15.99% | 10.16% | 1.352% | 1.285% | 11708.7745 | 2633.3084 | 130660.6856 | 123179.9586 | 126350.0949 | -1677.2823 | 102.6% | 3170.1364 | 0.034094 | 17.58% | 11.68% | 2.95% | 2.802%
324 | 134461.207 | 3056.6625 | 137517.8696 | 132556.6433 | 101.4% | 1904.5637 | 223.0925 | 0.056072 | 16.28% | 10.44% | 1.647% | 1.564% | 10949.0103 | 1866.2133 | 136327.4203 | 132505.433 | 134435.6019 | -25.6051 | 101.5% | 1930.1688 | 0.055548 | 16.3% | 10.46% | 1.669% | 1.586%
325 | 137963.2215 | 2804.7893 | 140768.0108 | 137355.3439 | 100.4% | 607.8776 | 329.3687 | 0.084793 | 15.14% | 9.358% | 0.5068% | 0.4818% | 16585.8824 | 1000 | 138963.2215 | 140733.0426 | 138963.2215 | 1000 | 98.74% | -1769.821 | 0.16458 | 13.19% | 7.507% | -1.442% | -1.369%
326 | 133454.6521 | 2314.011 | 135768.6632 | 132734.4727 | 100.5% | 720.1795 | 318.6695 | 0.081356 | 15.25% | 9.467% | 0.6215% | 0.5907% | 15522.6917 | 1193.9695 | 134648.6216 | 129661.0055 | 131917.9186 | -1536.7336 | 101.7% | 2256.913 | 0.048957 | 16.63% | 10.77% | 1.995% | 1.895%
327 | 130066.7957 | 4608.6327 | 134675.4284 | 128779.5744 | 101% | 1287.2213 | 269.831 | 0.067597 | 15.78% | 9.964% | 1.145% | 1.088% | 12810.0579 | 1881.7675 | 131948.5631 | 126925.7962 | 129139.9066 | -926.8891 | 101.7% | 2214.1104 | 0.048887 | 16.63% | 10.78% | 1.999% | 1.899%
328 | 133886.9178 | 3798.2104 | 137685.1283 | 132113.2521 | 101.3% | 1773.6658 | 233.1747 | 0.058556 | 16.17% | 10.34% | 1.538% | 1.462% | 11394.9513 | 1000 | 134886.9178 | 130066.2176 | 132863.4006 | -1023.5173 | 102.2% | 2797.183 | 0.041439 | 17.1% | 11.22% | 2.465% | 2.341%
329 | 135877.1402 | 4355.0365 | 140232.1767 | 134757.0048 | 100.8% | 1120.1354 | 287.8257 | 0.072034 | 15.59% | 9.781% | 0.9523% | 0.905% | 14274.759 | 3277.0302 | 139154.1704 | 135624.7312 | 136744.8666 | 867.7264 | 100.8% | 1120.1354 | 0.072174 | 15.58% | 9.775% | 0.9462% | 0.8992%
330 | 137749.1346 | 4415.0364 | 142164.171 | 141433.7164 | 97.39% | -3684.5818 | 488.6836 | 0.26882 | 11.65% | 6.04% | -2.987% | -2.836% | 24570.2449 | 3545.8744 | 141295.009 | 141714.6206 | 141295.009 | 3545.8744 | 99.7% | -419.6116 | 0.11288 | 14.29% | 8.554% | -0.3399% | -0.3224%
331 | 136298.8664 | 6137.395 | 142436.2615 | 135853.6773 | 100.3% | 445.1892 | 341.6406 | 0.08874 | 15.01% | 9.233% | 0.3751% | 0.3568% | 16996.3066 | 2862.886 | 139161.7524 | 133831.0335 | 135287.5445 | -1011.3219 | 101.1% | 1456.5111 | 0.065257 | 15.88% | 10.06% | 1.247% | 1.185%
332 | 132824.3268 | 4011.8698 | 136836.1965 | 131676.4648 | 100.9% | 1147.862 | 283.4962 | 0.070966 | 15.63% | 9.825% | 0.9988% | 0.9491% | 13744.1446 | 3418.2146 | 136242.5413 | 132712.0132 | 133859.8752 | 1035.5485 | 100.9% | 1147.862 | 0.071146 | 15.62% | 9.818% | 0.991% | 0.9417%
333 | 136284.0206 | 5284.8313 | 141568.8518 | 134493.0263 | 101.3% | 1790.9943 | 234.3292 | 0.058843 | 16.16% | 10.33% | 1.526% | 1.45% | 11656.3962 | 2558.6085 | 138842.629 | 133904.9792 | 135989.997 | -294.0235 | 101.6% | 2085.0178 | 0.052901 | 16.42% | 10.57% | 1.784% | 1.695%
334 | 132472.3051 | 4384.3112 | 136856.6162 | 131632.4149 | 100.6% | 839.8901 | 308.4678 | 0.078075 | 15.36% | 9.571% | 0.7309% | 0.6947% | 14915.1568 | 1000 | 133472.3051 | 129860.1547 | 131586.1749 | -886.1301 | 101.3% | 1726.0202 | 0.058909 | 16.16% | 10.32% | 1.523% | 1.447%
335 | 134639.1917 | 2423.0062 | 137062.1979 | 134973.6282 | 99.75% | -334.4366 | 403.149 | 0.1105 | 14.35% | 8.606% | -0.2846% | -0.2698% | 19812.0752 | 1073.9375 | 135713.1292 | 136819.9568 | 135713.1292 | 1073.9375 | 99.19% | -1106.8277 | 0.13815 | 13.71% | 7.995% | -0.9279% | -0.8808%
336 | 131664.4983 | 5380.4842 | 137044.9825 | 129776.0468 | 101.5% | 1888.4515 | 221.1318 | 0.055587 | 16.3% | 10.46% | 1.668% | 1.584% | 10627.051 | 1748.7373 | 133413.2356 | 132036.752 | 133413.2356 | 1748.7373 | 101% | 1376.4836 | 0.066465 | 15.83% | 10.01% | 1.195% | 1.135%
337 | 131417.2755 | 7424.7048 | 138841.9803 | 129846.9452 | 101.2% | 1570.3303 | 247.4073 | 0.062066 | 16.02% | 10.19% | 1.386% | 1.317% | 11867.4595 | 5926.0188 | 137343.2943 | 128173.8912 | 130580.7485 | -836.527 | 101.9% | 2406.8573 | 0.046441 | 16.79% | 10.92% | 2.152% | 2.044%
338 | 133462.2473 | 5802.7064 | 139264.9537 | 130613.3864 | 102.2% | 2848.8609 | 179.1246 | 0.040879 | 17.13% | 11.25% | 2.5% | 2.375% | 8725.8248 | 5914.2678 | 139376.5151 | 129967.8772 | 133139.4927 | -322.7546 | 102.4% | 3171.6155 | 0.036127 | 17.43% | 11.53% | 2.797% | 2.657%
339 | 134268.3175 | 2034.3684 | 136302.686 | 133896.7094 | 100.3% | 371.6081 | 347.0051 | 0.090463 | 14.95% | 9.178% | 0.3176% | 0.3022% | 17006.0061 | 2868.7524 | 137137.07 | 134812.5745 | 135184.1825 | 915.865 | 100.3% | 371.6081 | 0.090528 | 14.95% | 9.176% | 0.3155% | 0.3001%
340 | 127941.4391 | 10170.5701 | 138112.0092 | 121783.5719 | 105.1% | 6157.8672 | 67.9181 | 0.010433 | 20.43% | 14.38% | 5.796% | 5.505% | 3171.68 | 3007.2369 | 130948.676 | 123155.1558 | 129313.023 | 1371.5839 | 105% | 6157.8672 | 0.01082 | 20.36% | 14.32% | 5.731% | 5.444%
341 | 139081.5928 | 4151.6893 | 143233.2822 | 137980.7592 | 100.8% | 1100.8336 | 291.3888 | 0.072915 | 15.55% | 9.745% | 0.914% | 0.8686% | 14792.2876 | 2936.7732 | 142018.366 | 137583.4739 | 138882.9502 | -198.6426 | 100.9% | 1299.4763 | 0.069048 | 15.72% | 9.905% | 1.082% | 1.028%
342 | 134184.7805 | 3831.8782 | 138016.6588 | 132249.6582 | 101.5% | 1935.1224 | 220.2759 | 0.055375 | 16.31% | 10.47% | 1.677% | 1.593% | 10788.5489 | 1051.7042 | 135236.4848 | 129371.5111 | 132745.707 | -1439.0736 | 102.6% | 3374.1959 | 0.033659 | 17.62% | 11.72% | 2.989% | 2.84%
343 | 133366.5588 | 4274.5692 | 137641.1279 | 131311.9276 | 101.6% | 2054.6311 | 209.4273 | 0.0527 | 16.43% | 10.58% | 1.793% | 1.704% | 10194.6677 | 1090.393 | 134456.9517 | 133180.2496 | 134456.9517 | 1090.393 | 101% | 1276.7021 | 0.068676 | 15.73% | 9.92% | 1.098% | 1.044%
344 | 134230.4203 | 4302.2571 | 138532.6774 | 136885.7169 | 98.06% | -2655.2966 | 488.6836 | 0.21086 | 12.41% | 6.764% | -2.224% | -2.112% | 23942.6136 | 2146.6749 | 136377.0953 | 138897.6742 | 136377.0953 | 2146.6749 | 98.19% | -2520.5789 | 0.20098 | 12.55% | 6.9% | -2.081% | -1.976%
345 | 132535.3187 | 4872.9307 | 137408.2494 | 132379.2763 | 100.1% | 156.0424 | 364.0643 | 0.09595 | 14.77% | 9.005% | 0.1346% | 0.1283% | 17611.7524 | 3635.94 | 136171.2587 | 131967.2988 | 132329.33 | -205.9888 | 100.3% | 362.0312 | 0.090573 | 14.95% | 9.175% | 0.314% | 0.2987%
346 | 131543.9129 | 8269.012 | 139812.9248 | 128960.712 | 102% | 2583.2008 | 186.0083 | 0.044144 | 16.93% | 11.06% | 2.296% | 2.181% | 8930.9146 | 6592.7422 | 138136.6551 | 130201.7049 | 132784.9057 | 1240.9928 | 102% | 2583.2008 | 0.044494 | 16.91% | 11.04% | 2.274% | 2.16%
347 | 130747.4868 | 5800.4995 | 136547.9863 | 128861.8603 | 101.5% | 1885.6265 | 220.2659 | 0.055373 | 16.31% | 10.47% | 1.677% | 1.593% | 10511.7132 | 2301.4015 | 133048.8883 | 128470.8352 | 130551.9743 | -195.5125 | 101.6% | 2081.1391 | 0.051244 | 16.49% | 10.64% | 1.856% | 1.764%
348 | 134846.9853 | 7531.5869 | 142378.5722 | 133441.0099 | 101.1% | 1405.9754 | 264.0484 | 0.066172 | 15.84% | 10.02% | 1.207% | 1.147% | 12996.2365 | 2343.8335 | 137190.8188 | 135837.1464 | 137190.8188 | 2343.8335 | 101% | 1353.6724 | 0.067676 | 15.78% | 9.961% | 1.142% | 1.085%
349 | 132225.6748 | 6704.6576 | 138930.3323 | 130492.1581 | 101.3% | 1733.5167 | 234.6776 | 0.058928 | 16.16% | 10.32% | 1.522% | 1.446% | 11326.0973 | 1986.0569 | 134211.7316 | 126284.8289 | 130122.0102 | -2103.6646 | 103% | 3837.1813 | 0.028233 | 18.12% | 12.18% | 3.483% | 3.308%
350 | 129580.0483 | 8239.1938 | 137819.2421 | 127013.4537 | 102% | 2566.5946 | 185.3292 | 0.043821 | 16.95% | 11.08% | 2.316% | 2.2% | 8765.4615 | 6299.5543 | 135879.6026 | 125717.2837 | 128931.9633 | -648.085 | 102.6% | 3214.6796 | 0.034303 | 17.56% | 11.66% | 2.931% | 2.784%
351 | 129984.609 | 5927.6808 | 135912.2898 | 128518.5509 | 101.1% | 1466.0582 | 254.7425 | 0.063876 | 15.94% | 10.12% | 1.307% | 1.242% | 12086.0999 | 3341.5075 | 133326.1165 | 132629.4278 | 133326.1165 | 3341.5075 | 100.5% | 696.6887 | 0.08195 | 15.23% | 9.448% | 0.6016% | 0.5719%
352 | 133908.503 | 4107.6228 | 138016.1258 | 131761.3591 | 101.6% | 2147.1439 | 202.4902 | 0.050993 | 16.5% | 10.65% | 1.868% | 1.774% | 9897.0318 | 1000 | 134908.503 | 129002.1151 | 132528.881 | -1379.622 | 102.7% | 3526.7659 | 0.032074 | 17.77% | 11.85% | 3.133% | 2.977%
353 | 134798.1789 | 5224.7356 | 140022.9145 | 132804.3949 | 101.5% | 1993.784 | 216.2052 | 0.054371 | 16.35% | 10.51% | 1.72% | 1.635% | 10637.5825 | 1182.8773 | 135981.0562 | 130219.4829 | 133505.7229 | -1292.456 | 102.5% | 3286.24 | 0.034724 | 17.53% | 11.62% | 2.892% | 2.748%
354 | 137190.3571 | 5527.4497 | 142717.8069 | 133433.6357 | 102.8% | 3756.7214 | 154.5872 | 0.031046 | 17.86% | 11.94% | 3.227% | 3.065% | 7740.8755 | 1186.9577 | 138377.3148 | 132215.2582 | 136581.1684 | -609.1887 | 103.3% | 4365.9102 | 0.02491 | 18.42% | 12.47% | 3.785% | 3.595%
355 | 142639.7836 | 4138.7435 | 146778.5271 | 142189.0943 | 100.3% | 450.6892 | 342.7852 | 0.089108 | 15% | 9.221% | 0.3628% | 0.3451% | 17846.602 | 1000 | 143639.7836 | 144842.9398 | 143639.7836 | 1000 | 99.17% | -1203.1562 | 0.13922 | 13.68% | 7.972% | -0.9527% | -0.9044%
356 | 134163.3767 | 4791.5492 | 138954.9259 | 131480.7784 | 102% | 2682.5983 | 184.5722 | 0.043462 | 16.97% | 11.1% | 2.338% | 2.221% | 9038.4336 | 1362.3636 | 135525.7404 | 129299.6186 | 133072.7969 | -1090.5799 | 102.9% | 3773.1782 | 0.02975 | 17.98% | 12.05% | 3.345% | 3.177%
357 | 132934.615 | 4440.7187 | 137375.3337 | 129235.4047 | 102.9% | 3699.2103 | 152.7758 | 0.030454 | 17.91% | 11.99% | 3.281% | 3.116% | 7412.8562 | 1000 | 133934.615 | 131980.5685 | 133934.615 | 1000 | 101.5% | 1954.0465 | 0.054918 | 16.33% | 10.49% | 1.697% | 1.612%
358 | 129520.6848 | 5013.7039 | 134534.3887 | 129767.9171 | 99.81% | -247.2323 | 397.028 | 0.10768 | 14.41% | 8.669% | -0.2189% | -0.2074% | 18769.5202 | 1000 | 130520.6848 | 132240.4771 | 130520.6848 | 1000 | 98.7% | -1719.7923 | 0.16738 | 13.14% | 7.46% | -1.491% | -1.416%
359 | 137369.8279 | 3947.4088 | 141317.2367 | 141286.7995 | 97.23% | -3916.9716 | 488.6836 | 0.28445 | 11.45% | 5.858% | -3.179% | -3.018% | 24502.5882 | 2155.3474 | 139525.1753 | 143481.1673 | 139525.1753 | 2155.3474 | 97.24% | -3955.992 | 0.2827 | 11.47% | 5.874% | -3.161% | -3.002%
360 | 135479.3349 | 3763.3149 | 139242.6497 | 134742.8996 | 100.5% | 736.4353 | 318.2514 | 0.081219 | 15.26% | 9.471% | 0.626% | 0.5951% | 15737.5204 | 1000 | 136479.3349 | 132219.7015 | 134217.7358 | -1261.599 | 101.5% | 1998.0343 | 0.054112 | 16.37% | 10.52% | 1.732% | 1.645%
361 | 134161.6158 | 7327.0697 | 141488.6855 | 131713.2499 | 101.9% | 2448.3659 | 191.5918 | 0.046789 | 16.76% | 10.9% | 2.13% | 2.024% | 9382.0583 | 2387.3936 | 136549.0094 | 136356.2568 | 136549.0094 | 2387.3936 | 100.1% | 192.7526 | 0.095143 | 14.79% | 9.03% | 0.1615% | 0.1539%
362 | 137104.3576 | 3116.0081 | 140220.3657 | 140089.3968 | 97.87% | -2985.0392 | 488.6836 | 0.2275 | 12.19% | 6.556% | -2.443% | -2.32% | 24455.2364 | 1000 | 138104.3576 | 144209.6755 | 138104.3576 | 1000 | 95.77% | -6105.318 | 0.47421 | 9.78% | 4.267% | -4.854% | -4.609%
363 | 138915.7335 | 3837.4512 | 142753.1847 | 138069.7479 | 100.6% | 845.9856 | 311.175 | 0.078945 | 15.34% | 9.543% | 0.7019% | 0.6671% | 15777.8922 | 3272.7098 | 142188.4433 | 137957.2697 | 138859.4944 | -56.2391 | 100.7% | 902.2247 | 0.077528 | 15.38% | 9.588% | 0.7492% | 0.712%
364 | 132583.8163 | 4364.7907 | 136948.6071 | 130939.898 | 101.3% | 1643.9183 | 242.4806 | 0.060851 | 16.07% | 10.24% | 1.439% | 1.367% | 11734.3867 | 5493.0871 | 138076.9035 | 130236.9759 | 132232.3553 | -351.461 | 101.5% | 1995.3794 | 0.053559 | 16.39% | 10.54% | 1.756% | 1.668%
365 | 134851.6359 | 2947.5767 | 137799.2127 | 134022.4903 | 100.6% | 829.1457 | 310.538 | 0.078741 | 15.34% | 9.55% | 0.7087% | 0.6736% | 15284.9438 | 3010.8192 | 137862.4552 | 134655.778 | 135484.9236 | 633.2877 | 100.6% | 829.1457 | 0.078841 | 15.34% | 9.547% | 0.7053% | 0.6704%
366 | 138591.426 | 6025.7142 | 144617.1402 | 135626.0075 | 102.2% | 2965.4185 | 178.9185 | 0.040781 | 17.14% | 11.26% | 2.506% | 2.381% | 9050.7494 | 2725.7089 | 141317.1348 | 136317.3258 | 139282.7444 | 691.3184 | 102.2% | 2965.4185 | 0.040985 | 17.13% | 11.24% | 2.493% | 2.368%
367 | 130258.9901 | 5336.9328 | 135595.923 | 128273.8412 | 101.5% | 1985.1489 | 211.2586 | 0.053151 | 16.41% | 10.56% | 1.774% | 1.685% | 10044.1914 | 5554.9609 | 135813.951 | 128212.8212 | 130228.4802 | -30.51 | 101.6% | 2015.6589 | 0.052505 | 16.43% | 10.59% | 1.802% | 1.712%
368 | 134689.2332 | 5420.8285 | 140110.0617 | 131001.0007 | 102.8% | 3688.2325 | 154.5872 | 0.031046 | 17.86% | 11.94% | 3.227% | 3.065% | 7599.7512 | 5289.8017 | 139979.0348 | 130898.9215 | 134638.1936 | -51.0396 | 102.9% | 3739.2721 | 0.030526 | 17.91% | 11.99% | 3.274% | 3.11%
369 | 136969.0163 | 4088.6274 | 141057.6437 | 135913.2049 | 100.8% | 1055.8114 | 293.6381 | 0.073468 | 15.52% | 9.722% | 0.89% | 0.8458% | 14680.0532 | 5500.829 | 142469.8454 | 138357.9396 | 139413.751 | 2444.7347 | 100.8% | 1055.8114 | 0.07383 | 15.51% | 9.707% | 0.8743% | 0.8308%
370 | 135825.0136 | 4850.8933 | 140675.9069 | 133725.8029 | 101.6% | 2099.2107 | 208.8799 | 0.052566 | 16.43% | 10.59% | 1.799% | 1.709% | 10355.4562 | 3068.6115 | 138893.6251 | 137296.4856 | 138893.6251 | 3068.6115 | 101.2% | 1597.1395 | 0.063281 | 15.97% | 10.14% | 1.333% | 1.267%
371 | 129991.0158 | 5908.6825 | 135899.6983 | 125367.205 | 103.7% | 4623.8108 | 120.8329 | 0.021122 | 18.86% | 12.89% | 4.227% | 4.016% | 5733.1234 | 3896.5554 | 133887.5712 | 125968.1777 | 130591.9885 | 600.9727 | 103.7% | 4623.8108 | 0.021283 | 18.84% | 12.87% | 4.207% | 3.996%
372 | 131982.9304 | 6579.4761 | 138562.4064 | 130356.156 | 101.2% | 1626.7743 | 243.2768 | 0.06105 | 16.06% | 10.23% | 1.43% | 1.359% | 11719.5622 | 4228.4399 | 136211.3703 | 129830.6477 | 131720.1762 | -262.7542 | 101.5% | 1889.5285 | 0.055582 | 16.3% | 10.46% | 1.668% | 1.585%
373 | 133358.677 | 8619.9815 | 141978.6585 | 132190.8225 | 100.9% | 1167.8545 | 282.2421 | 0.070657 | 15.65% | 9.838% | 1.012% | 0.9619% | 13738.3948 | 1286.8259 | 134645.5028 | 132153.3971 | 133339.9643 | -18.7127 | 100.9% | 1186.5672 | 0.070277 | 15.66% | 9.854% | 1.029% | 0.9776%
374 | 139806.0246 | 5038.1596 | 144844.1842 | 138300.4416 | 101.1% | 1505.583 | 260.3061 | 0.065249 | 15.88% | 10.06% | 1.247% | 1.185% | 13283.2125 | 2870.9044 | 142676.929 | 141591.9591 | 142676.929 | 2870.9044 | 100.8% | 1084.97 | 0.073746 | 15.51% | 9.71% | 0.8779% | 0.8343%
375 | 127710.1022 | 6761.1231 | 134471.2252 | 125607.6192 | 101.7% | 2102.4829 | 198.7459 | 0.050181 | 16.55% | 10.7% | 1.918% | 1.822% | 9264.3798 | 5587.7167 | 133297.8189 | 126264.1752 | 128366.6581 | 656.556 | 101.7% | 2102.4829 | 0.050341 | 16.54% | 10.69% | 1.908% | 1.813%
376 | 132864.336 | 6940.313 | 139804.6489 | 131562.0955 | 101% | 1302.2405 | 270.8661 | 0.067853 | 15.77% | 9.954% | 1.134% | 1.078% | 13135.7803 | 1521.8901 | 134386.2261 | 134012.2486 | 134386.2261 | 1521.8901 | 100.3% | 373.9775 | 0.090411 | 14.95% | 9.18% | 0.3194% | 0.3038%
377 | 131975.2512 | 6843.5758 | 138818.827 | 130151.6361 | 101.4% | 1823.6151 | 226.9044 | 0.057011 | 16.24% | 10.4% | 1.606% | 1.526% | 10930.2064 | 2022.4061 | 133997.6573 | 128584.3193 | 131191.5928 | -783.6584 | 102% | 2607.2735 | 0.043693 | 16.96% | 11.08% | 2.324% | 2.208%
378 | 138278.0042 | 5520.4172 | 143798.4215 | 136294.6958 | 101.5% | 1983.3084 | 221.1318 | 0.055587 | 16.3% | 10.46% | 1.668% | 1.584% | 11160.8476 | 4247.5387 | 142525.543 | 141379.8623 | 142525.543 | 4247.5387 | 100.8% | 1145.6806 | 0.072584 | 15.56% | 9.758% | 0.9284% | 0.8823%
379 | 131611.7375 | 6425.3937 | 138037.1311 | 130127.3274 | 101.1% | 1484.4101 | 254.7425 | 0.063876 | 15.94% | 10.12% | 1.307% | 1.242% | 12237.392 | 3614.3235 | 135226.061 | 125254.2698 | 129175.2087 | -2436.5288 | 103.1% | 3920.9389 | 0.027075 | 18.22% | 12.28% | 3.588% | 3.408%
380 | 134816.4939 | 6245.2699 | 141061.7637 | 131870.6558 | 102.2% | 2945.8381 | 177.0806 | 0.039912 | 17.19% | 11.31% | 2.56% | 2.432% | 8713.7865 | 3171.6196 | 137988.1135 | 134348.2102 | 137294.0483 | 2477.5544 | 102.2% | 2945.8381 | 0.040667 | 17.15% | 11.26% | 2.513% | 2.387%
381 | 132044.5547 | 5542.5874 | 137587.1421 | 130032.1937 | 101.5% | 2012.361 | 211.2586 | 0.053151 | 16.41% | 10.56% | 1.774% | 1.685% | 10181.8752 | 3041.3162 | 135085.8709 | 130110.3867 | 132122.7477 | 78.193 | 101.5% | 2012.361 | 0.053176 | 16.41% | 10.56% | 1.772% | 1.684%
382 | 136853.6846 | 5304.4064 | 142158.0909 | 134086.626 | 102.1% | 2767.0586 | 183.6695 | 0.043034 | 17% | 11.12% | 2.365% | 2.247% | 9174.5859 | 1246.5988 | 138100.2834 | 136759.7749 | 138100.2834 | 1246.5988 | 101% | 1340.5085 | 0.068107 | 15.76% | 9.943% | 1.123% | 1.067%
383 | 130665.025 | 4885.7856 | 135550.8106 | 129371.8833 | 101% | 1293.1417 | 269.831 | 0.067597 | 15.78% | 9.964% | 1.145% | 1.088% | 12868.9765 | 1730.3328 | 132395.3577 | 129961.6153 | 131254.757 | 589.732 | 101% | 1293.1417 | 0.067717 | 15.77% | 9.96% | 1.14% | 1.083%
384 | 128356.1572 | 5656.4579 | 134012.6151 | 124407.9434 | 103.2% | 3948.2138 | 140.7329 | 0.02653 | 18.27% | 12.33% | 3.637% | 3.455% | 6593.3363 | 1473.3925 | 129829.5497 | 125414.1165 | 129362.3303 | 1006.1731 | 103.1% | 3948.2138 | 0.026851 | 18.24% | 12.3% | 3.608% | 3.428%
385 | 137567.1765 | 3504.8962 | 141072.0727 | 137876.073 | 99.78% | -308.8965 | 400.6111 | 0.10933 | 14.38% | 8.632% | -0.2573% | -0.2439% | 20115.4898 | 2361.4447 | 139928.6212 | 136406.6409 | 136832.4604 | -734.7161 | 100.3% | 425.8196 | 0.089273 | 14.99% | 9.216% | 0.3573% | 0.3399%
386 | 135591.0386 | 7046.5894 | 142637.628 | 133919.792 | 101.2% | 1671.2466 | 243.2768 | 0.06105 | 16.06% | 10.23% | 1.43% | 1.359% | 12039.948 | 3449.4304 | 139040.4691 | 139147.1993 | 139040.4691 | 3449.4304 | 99.92% | -106.7303 | 0.10265 | 14.54% | 8.793% | -0.08844% | -0.08351%
387 | 133279.1203 | 5859.668 | 139138.7883 | 132843.7944 | 100.3% | 435.3259 | 341.6406 | 0.08874 | 15.01% | 9.233% | 0.3751% | 0.3568% | 16619.7478 | 2052.6224 | 135331.7427 | 133921.896 | 134357.2219 | 1078.1016 | 100.3% | 435.3259 | 0.08883 | 15.01% | 9.23% | 0.3721% | 0.3539%
388 | 137208.844 | 7080.6731 | 144289.5171 | 134986.6037 | 101.6% | 2222.2403 | 200.7086 | 0.050687 | 16.52% | 10.67% | 1.887% | 1.792% | 10051.7339 | 1945.6897 | 139154.5337 | 133739.8719 | 136585.4781 | -623.3659 | 102.1% | 2845.6062 | 0.041859 | 17.07% | 11.19% | 2.439% | 2.317%
389 | 145246.6825 | 3319.9242 | 148566.6067 | 145552.7518 | 99.79% | -306.0692 | 399.138 | 0.10865 | 14.39% | 8.647% | -0.2416% | -0.2289% | 21160.3184 | 1000 | 146246.6825 | 147748.5239 | 146246.6825 | 1000 | 98.98% | -1501.8414 | 0.14883 | 13.47% | 7.769% | -1.166% | -1.107%
390 | 138680.982 | 4782.1028 | 143463.0848 | 137608.8708 | 100.8% | 1072.1112 | 293.3893 | 0.073408 | 15.53% | 9.724% | 0.8926% | 0.8483% | 14850.9432 | 3180.7937 | 141861.7757 | 139934.819 | 141006.9302 | 2325.9482 | 100.8% | 1072.1112 | 0.073749 | 15.51% | 9.71% | 0.8777% | 0.8342%
391 | 129552.448 | 4590.3189 | 134142.7669 | 128074.8265 | 101.2% | 1477.6215 | 253.3491 | 0.063533 | 15.96% | 10.13% | 1.322% | 1.256% | 11980.0282 | 3963.7845 | 133516.2325 | 127548.8057 | 129289.4376 | -263.0104 | 101.4% | 1740.6319 | 0.057973 | 16.2% | 10.36% | 1.564% | 1.486%
392 | 141313.7511 | 4769.0589 | 146082.81 | 139439.1314 | 101.3% | 1874.6198 | 232.9757 | 0.058507 | 16.17% | 10.34% | 1.541% | 1.464% | 12016.7727 | 3216.0927 | 144529.8438 | 140987.7241 | 142862.3439 | 1548.5928 | 101.3% | 1874.6198 | 0.058896 | 16.16% | 10.32% | 1.524% | 1.448%
393 | 135198.5363 | 5145.5545 | 140344.0908 | 133746.46 | 101.1% | 1452.0763 | 260.6246 | 0.065326 | 15.88% | 10.06% | 1.244% | 1.182% | 12861.1638 | 2266.3923 | 137464.9286 | 134696.67 | 136148.7464 | 950.2101 | 101.1% | 1452.0763 | 0.065528 | 15.87% | 10.05% | 1.235% | 1.174%
394 | 132335.0343 | 4115.6926 | 136450.7269 | 129770.6027 | 102% | 2564.4316 | 187.0533 | 0.044638 | 16.9% | 11.03% | 2.265% | 2.152% | 9035.1043 | 1000 | 133335.0343 | 131783.9543 | 133335.0343 | 1000 | 101.2% | 1551.08 | 0.06292 | 15.98% | 10.16% | 1.349% | 1.281%
395 | 134317.6171 | 4745.6713 | 139063.2884 | 132791.6996 | 101.1% | 1525.9175 | 253.8467 | 0.063655 | 15.95% | 10.13% | 1.317% | 1.251% | 12445.0722 | 2151.3622 | 136468.9793 | 133971.5766 | 135497.4942 | 1179.8771 | 101.1% | 1525.9175 | 0.063922 | 15.94% | 10.12% | 1.305% | 1.24%
396 | 135901.1264 | 6370.3653 | 142271.4917 | 132063.4102 | 102.9% | 3837.7162 | 151.0893 | 0.029904 | 17.96% | 12.04% | 3.331% | 3.164% | 7494.6192 | 4868.2696 | 140769.396 | 133172.3912 | 137010.1074 | 1108.981 | 102.9% | 3837.7162 | 0.030209 | 17.94% | 12.01% | 3.303% | 3.138%
397 | 129858.0294 | 4772.6614 | 134630.6908 | 128572.8742 | 101% | 1285.1552 | 269.831 | 0.067597 | 15.78% | 9.964% | 1.145% | 1.088% | 12789.4969 | 3844.943 | 133702.9724 | 130724.7448 | 132009.9 | 2151.8707 | 101% | 1285.1552 | 0.068031 | 15.76% | 9.947% | 1.126% | 1.07%
398 | 146731.3279 | 2651.4632 | 149382.791 | 146005.4493 | 100.5% | 725.8785 | 323.5264 | 0.082917 | 15.2% | 9.417% | 0.5694% | 0.5413% | 17327.0845 | 2700.8114 | 149432.1392 | 147396.6819 | 148122.5604 | 1391.2325 | 100.5% | 725.8785 | 0.083078 | 15.2% | 9.412% | 0.564% | 0.5362%
399 | 138561.7742 | 3810.751 | 142372.5252 | 137460.6925 | 100.8% | 1101.0817 | 291.0504 | 0.07283 | 15.55% | 9.748% | 0.9177% | 0.8721% | 14719.8869 | 3038.3808 | 141600.155 | 141605.2578 | 141600.155 | 3038.3808 | 100% | -5.1028 | 0.10012 | 14.63% | 8.872% | -0.004645% | -0.003923%
400 | 131101.5116 | 7003.739 | 138105.2505 | 129022.6308 | 101.6% | 2078.8808 | 204.4509 | 0.051473 | 16.48% | 10.63% | 1.847% | 1.754% | 9783.3939 | 3515.8245 | 134617.336 | 130769.4777 | 132848.3585 | 1746.8469 | 101.6% | 2078.8808 | 0.05204 | 16.46% | 10.61% | 1.822% | 1.731%
401 | 130200.956 | 5298.8761 | 135499.8321 | 129851.6281 | 100.3% | 349.3279 | 347.9109 | 0.090756 | 14.94% | 9.169% | 0.3079% | 0.2929% | 16533.889 | 1208.0646 | 131409.0206 | 132127.9725 | 131409.0206 | 1208.0646 | 99.46% | -718.952 | 0.1251 | 14.01% | 8.284% | -0.6243% | -0.5924%
402 | 140485.9641 | 4709.0267 | 145194.9909 | 139156.7098 | 101% | 1329.2543 | 274.5685 | 0.068766 | 15.73% | 9.916% | 1.094% | 1.04% | 14079.1529 | 1074.2542 | 141560.2184 | 140219.977 | 141549.2313 | 1063.2672 | 100.9% | 1329.2543 | 0.068957 | 15.72% | 9.908% | 1.086% | 1.032%
403 | 133781.2681 | 5022.3353 | 138803.6034 | 132023.1641 | 101.3% | 1758.104 | 234.3292 | 0.058843 | 16.16% | 10.33% | 1.526% | 1.45% | 11442.3354 | 1735.6361 | 135516.9041 | 132830.7375 | 134588.8415 | 807.5734 | 101.3% | 1758.104 | 0.059056 | 16.15% | 10.32% | 1.517% | 1.441%
404 | 135299.252 | 4665.4914 | 139964.7435 | 134165.5361 | 100.8% | 1133.7159 | 286.3527 | 0.071671 | 15.6% | 9.796% | 0.9681% | 0.92% | 14141.3043 | 1000 | 136299.252 | 132494.4335 | 134463.7007 | -835.5513 | 101.5% | 1969.2672 | 0.054767 | 16.34% | 10.49% | 1.703% | 1.618%
405 | 127279.9641 | 7674.4469 | 134954.411 | 125443.3051 | 101.5% | 1836.659 | 220.1763 | 0.055351 | 16.31% | 10.47% | 1.678% | 1.594% | 10228.7731 | 5286.3932 | 132566.3573 | 124159.4152 | 126638.0192 | -641.9449 | 102% | 2478.604 | 0.044268 | 16.92% | 11.05% | 2.288% | 2.174%
406 | 133193.9944 | 5483.2958 | 138677.2903 | 131283.6055 | 101.5% | 1910.3889 | 221.1318 | 0.055587 | 16.3% | 10.46% | 1.668% | 1.584% | 10750.5014 | 4483.0123 | 137677.0067 | 130948.4848 | 133026.4341 | -167.5604 | 101.6% | 2077.9493 | 0.052116 | 16.45% | 10.6% | 1.819% | 1.728%
407 | 135405.3209 | 3719.9264 | 139125.2473 | 134070.2674 | 101% | 1335.0535 | 270.2291 | 0.067696 | 15.77% | 9.96% | 1.141% | 1.084% | 13355.5161 | 1000 | 136405.3209 | 135601.5639 | 136405.3209 | 1000 | 100.6% | 803.7569 | 0.079632 | 15.31% | 9.522% | 0.679% | 0.6453%
408 | 143238.456 | 1725.7645 | 144964.2206 | 141617.6967 | 101.1% | 1620.7594 | 254.3444 | 0.063777 | 15.94% | 10.12% | 1.311% | 1.246% | 13297.6418 | 2180.6241 | 145419.0802 | 140316.8275 | 142588.0214 | -650.4346 | 101.6% | 2271.1939 | 0.051279 | 16.49% | 10.64% | 1.855% | 1.762%
409 | 136601.8023 | 2423.9065 | 139025.7088 | 135999.9232 | 100.4% | 601.8791 | 329.3687 | 0.084793 | 15.14% | 9.358% | 0.5068% | 0.4818% | 16422.2131 | 1000 | 137601.8023 | 138951.8987 | 137601.8023 | 1000 | 99.03% | -1350.0964 | 0.14617 | 13.52% | 7.818% | -1.114% | -1.058%
410 | 144364.2477 | 1791.5229 | 146155.7706 | 144218.773 | 100.1% | 145.4747 | 365.8857 | 0.096534 | 14.75% | 8.986% | 0.1151% | 0.1098% | 19279.5946 | 1362.3685 | 145726.6162 | 145218.6593 | 145364.134 | 999.8863 | 100.1% | 145.4747 | 0.096558 | 14.75% | 8.985% | 0.1143% | 0.1091%
411 | 123580.5823 | 6603.5426 | 130184.1249 | 120018.6992 | 103% | 3561.8831 | 148.6986 | 0.029125 | 18.03% | 12.11% | 3.402% | 3.231% | 6707.3347 | 3384.5934 | 126965.1757 | 116054.657 | 121598.5612 | -1982.0211 | 104.8% | 5543.9042 | 0.012355 | 20.11% | 14.08% | 5.475% | 5.201%
412 | 135418.1818 | 5748.8254 | 141167.0072 | 132157.0961 | 102.5% | 3261.0857 | 168.0435 | 0.035626 | 17.46% | 11.56% | 2.828% | 2.687% | 8305.9906 | 5073.4637 | 140491.6455 | 132400.6033 | 135661.689 | 243.5072 | 102.5% | 3261.0857 | 0.03571 | 17.46% | 11.56% | 2.823% | 2.682%
413 | 138051.2638 | 2621.2265 | 140672.4903 | 139344.5774 | 99.07% | -1293.3137 | 475.8643 | 0.14403 | 13.57% | 7.866% | -1.064% | -1.011% | 23978.1908 | 2357.4317 | 140408.6955 | 141279.7891 | 140408.6955 | 2357.4317 | 99.38% | -871.0936 | 0.12867 | 13.93% | 8.205% | -0.7073% | -0.6713%
414 | 123327.588 | 8633.4089 | 131960.9969 | 120576.6212 | 102.3% | 2750.9668 | 175.2393 | 0.039039 | 17.25% | 11.36% | 2.615% | 2.484% | 7888.3236 | 6094.6496 | 129422.2375 | 120090.3694 | 123084.4621 | -243.1259 | 102.5% | 2994.0927 | 0.035157 | 17.49% | 11.59% | 2.858% | 2.715%
415 | 131768.8149 | 9491.979 | 141260.7939 | 130281.2094 | 101.1% | 1487.6055 | 254.6231 | 0.063846 | 15.94% | 10.12% | 1.308% | 1.243% | 12246.2529 | 4725.8166 | 136494.6315 | 128264.8634 | 130760.6419 | -1008.173 | 101.9% | 2495.7785 | 0.045194 | 16.86% | 10.99% | 2.23% | 2.119%
416 | 131054.4327 | 3953.6958 | 135008.1285 | 129921.8661 | 100.9% | 1132.5667 | 283.4962 | 0.070966 | 15.63% | 9.825% | 0.9988% | 0.9491% | 13561.0028 | 3055.2104 | 134109.6431 | 129971.7723 | 131104.3389 | 49.9062 | 100.9% | 1132.5667 | 0.070975 | 15.63% | 9.825% | 0.9984% | 0.9487%
417 | 137040.4353 | 2335.9165 | 139376.3518 | 138391.7202 | 99.02% | -1351.2849 | 481.0299 | 0.14641 | 13.51% | 7.813% | -1.12% | -1.063% | 24060.9973 | 1000 | 138040.4353 | 138774.1094 | 138040.4353 | 1000 | 99.47% | -733.6741 | 0.12434 | 14.03% | 8.301% | -0.6066% | -0.5756%
418 | 130652.6919 | 7212.9261 | 137865.618 | 129290.4481 | 101.1% | 1362.2438 | 264.0484 | 0.066172 | 15.84% | 10.02% | 1.207% | 1.147% | 12592.0003 | 3787.1372 | 134439.8291 | 124730.5879 | 128372.7618 | -2279.9301 | 102.9% | 3642.1739 | 0.029727 | 17.98% | 12.06% | 3.347% | 3.179%
419 | 134574.066 | 3746.5028 | 138320.5688 | 133429.06 | 100.9% | 1145.006 | 284.9493 | 0.071325 | 15.62% | 9.811% | 0.9832% | 0.9343% | 13996.577 | 1000 | 135574.066 | 138310.1305 | 135574.066 | 1000 | 98.02% | -2736.0645 | 0.21421 | 12.37% | 6.722% | -2.268% | -2.154%
420 | 137869.289 | 3342.5192 | 141211.8082 | 136782.1975 | 100.8% | 1087.0915 | 291.7172 | 0.072995 | 15.54% | 9.741% | 0.9105% | 0.8653% | 14679.8788 | 1000 | 138869.289 | 138515.6618 | 138869.289 | 1000 | 100.3% | 353.6272 | 0.091227 | 14.93% | 9.154% | 0.2921% | 0.278%
421 | 137548.9371 | 5427.1455 | 142976.0827 | 136041.4273 | 101.1% | 1507.5098 | 258.226 | 0.064735 | 15.9% | 10.08% | 1.27% | 1.206% | 12964.3285 | 4967.046 | 142515.9831 | 134552.8839 | 136804.6654 | -744.2717 | 101.7% | 2251.7815 | 0.050187 | 16.55% | 10.7% | 1.918% | 1.822%
422 | 125451.3826 | 4942.9804 | 130394.3629 | 122865.4283 | 102.1% | 2585.9542 | 182.0769 | 0.042281 | 17.05% | 11.17% | 2.412% | 2.292% | 8337.258 | 4701.4419 | 130152.8245 | 123984.4038 | 126570.358 | 1118.9755 | 102.1% | 2585.9542 | 0.042629 | 17.02% | 11.15% | 2.39% | 2.271%
423 | 126006.2703 | 7052.0053 | 133058.2756 | 122717.9926 | 102.7% | 3288.2777 | 159.8423 | 0.032759 | 17.7% | 11.79% | 3.071% | 2.917% | 7351.5144 | 2706.3556 | 128712.6259 | 123345.0651 | 126633.3428 | 627.0725 | 102.7% | 3288.2777 | 0.03293 | 17.69% | 11.78% | 3.056% | 2.903%
424 | 135661.7992 | 4335.9066 | 139997.7058 | 133608.7894 | 101.5% | 2053.0098 | 212.433 | 0.053441 | 16.39% | 10.55% | 1.761% | 1.673% | 10518.9526 | 1020.0663 | 136681.8654 | 134922.1206 | 136681.8654 | 1020.0663 | 101.3% | 1759.7449 | 0.059565 | 16.13% | 10.3% | 1.495% | 1.42%
425 | 132377.2012 | 2941.7156 | 135318.9168 | 132392.7307 | 99.99% | -15.5295 | 377.9186 | 0.1004 | 14.62% | 8.863% | -0.01396% | -0.01277% | 18260.1501 | 2717.45 | 135094.6512 | 134062.1459 | 134062.1459 | 1684.9447 | 100% | 0 | 0.1 | 14.63% | 8.876% | -0.0005144% | 0%
426 | 135683.309 | 4845.8325 | 140529.1415 | 133509.2379 | 101.6% | 2174.0711 | 202.6196 | 0.051021 | 16.5% | 10.65% | 1.866% | 1.773% | 10034.6135 | 1000 | 136683.309 | 133807.2458 | 135981.3169 | 298.0079 | 101.6% | 2174.0711 | 0.051116 | 16.5% | 10.65% | 1.862% | 1.769%
427 | 138915.0525 | 3539.237 | 142454.2895 | 138084.9333 | 100.6% | 830.1192 | 312.4091 | 0.079343 | 15.32% | 9.531% | 0.6886% | 0.6545% | 15840.3912 | 1000 | 139915.0525 | 134758.2766 | 137251.7242 | -1663.3283 | 101.9% | 2493.4475 | 0.046945 | 16.75% | 10.89% | 2.121% | 2.015%
428 | 133114.6818 | 5899.4404 | 139014.1222 | 132535.4916 | 100.4% | 579.1902 | 329.956 | 0.084983 | 15.13% | 9.352% | 0.5004% | 0.4758% | 16031.5239 | 2778.1745 | 135892.8563 | 130697.0227 | 132195.4473 | -919.2344 | 101.1% | 1498.4246 | 0.063724 | 15.95% | 10.12% | 1.314% | 1.248%
429 | 136078.2919 | 8348.4407 | 144426.7326 | 134886.6211 | 100.9% | 1191.6708 | 282.2421 | 0.070657 | 15.65% | 9.838% | 1.012% | 0.9619% | 14018.5651 | 2238.4035 | 138316.6954 | 134732.2249 | 136001.0938 | -77.1981 | 100.9% | 1268.8689 | 0.06912 | 15.71% | 9.902% | 1.079% | 1.025%
430 | 135902.1385 | 4957.8406 | 140859.9791 | 134438.5968 | 101.1% | 1463.5417 | 260.3061 | 0.065249 | 15.88% | 10.06% | 1.247% | 1.185% | 12912.2975 | 3571.6203 | 139473.7589 | 134149.5048 | 135757.5925 | -144.546 | 101.2% | 1608.0877 | 0.062347 | 16.01% | 10.18% | 1.374% | 1.305%
431 | 128622.4036 | 8421.705 | 137044.1086 | 125641.7663 | 102.4% | 2980.6373 | 171.7296 | 0.037373 | 17.35% | 11.46% | 2.719% | 2.583% | 8062.22 | 6371.8963 | 134994.2999 | 124661.0399 | 128132.0404 | -490.3632 | 102.8% | 3471.0005 | 0.031437 | 17.82% | 11.91% | 3.191% | 3.031%
432 | 133892.0342 | 3825.4867 | 137717.5209 | 133690.3864 | 100.2% | 201.6477 | 360.541 | 0.094817 | 14.81% | 9.04% | 0.1724% | 0.1642% | 17619.8517 | 2243.1896 | 136135.2238 | 134715.0273 | 134916.675 | 1024.6409 | 100.1% | 201.6477 | 0.094857 | 14.8% | 9.039% | 0.1711% | 0.163%
433 | 131654.5036 | 5245.4842 | 136899.9879 | 130045.8105 | 101.2% | 1608.6931 | 244.4513 | 0.061338 | 16.05% | 10.22% | 1.418% | 1.347% | 11746.8353 | 6309.4164 | 137963.9201 | 128986.1258 | 131124.6613 | -529.8424 | 101.7% | 2138.5355 | 0.050473 | 16.53% | 10.68% | 1.9% | 1.805%
434 | 130295.6408 | 6222.4422 | 136518.0829 | 128313.1055 | 101.5% | 1982.5353 | 211.5273 | 0.053217 | 16.4% | 10.56% | 1.771% | 1.682% | 10059.7976 | 2246.7706 | 132542.4113 | 126218.1202 | 129248.1481 | -1047.4926 | 102.4% | 3030.0279 | 0.036854 | 17.38% | 11.49% | 2.751% | 2.614%
435 | 135710.0955 | 4245.0728 | 139955.1684 | 134284.2578 | 101.1% | 1425.8377 | 263.1725 | 0.065956 | 15.85% | 10.03% | 1.217% | 1.156% | 13036.0366 | 1000 | 136710.0955 | 133395.9052 | 135265.9192 | -444.1763 | 101.4% | 1870.014 | 0.056993 | 16.24% | 10.4% | 1.606% | 1.526%
436 | 126312.8934 | 4856.7262 | 131169.6196 | 123709.1806 | 102.1% | 2603.7127 | 182.0769 | 0.042281 | 17.05% | 11.17% | 2.412% | 2.292% | 8394.5124 | 2103.4581 | 128416.3515 | 124584.1024 | 127187.8151 | 874.9217 | 102.1% | 2603.7127 | 0.042552 | 17.03% | 11.15% | 2.395% | 2.275%
437 | 138795.2588 | 3178.5174 | 141973.7762 | 138009.2593 | 100.6% | 785.9995 | 315.7931 | 0.08043 | 15.29% | 9.496% | 0.6523% | 0.6201% | 15998.1635 | 1618.0833 | 140413.3421 | 137892.5512 | 138736.9047 | -58.3541 | 100.6% | 844.3535 | 0.078959 | 15.33% | 9.543% | 0.7014% | 0.6667%
438 | 135400.2074 | 3100.7681 | 138500.9756 | 134598.8981 | 100.6% | 801.3093 | 313.0362 | 0.079543 | 15.32% | 9.524% | 0.6819% | 0.6482% | 15470.5841 | 2277.6576 | 137677.8651 | 135482.2719 | 136283.5812 | 883.3738 | 100.6% | 801.3093 | 0.079677 | 15.31% | 9.52% | 0.6775% | 0.6439%
439 | 133450.9643 | 4749.1795 | 138200.1438 | 132130.2512 | 101% | 1320.7131 | 269.831 | 0.067597 | 15.78% | 9.964% | 1.145% | 1.088% | 13143.3589 | 2062.9897 | 135513.9541 | 130998.3014 | 132884.9894 | -565.9749 | 101.4% | 1886.688 | 0.055981 | 16.28% | 10.44% | 1.65% | 1.568%
440 | 134610.719 | 4807.5257 | 139418.2446 | 131785.3883 | 102.1% | 2825.3307 | 180.5655 | 0.041562 | 17.09% | 11.21% | 2.457% | 2.334% | 8871.7068 | 1848.1906 | 136458.9095 | 128547.0035 | 132991.5266 | -1619.1924 | 103.5% | 4444.5231 | 0.023237 | 18.6% | 12.64% | 3.963% | 3.764%
441 | 130359.753 | 5046.184 | 135405.937 | 126398.5474 | 103.1% | 3961.2056 | 142.273 | 0.027031 | 18.23% | 12.29% | 3.592% | 3.412% | 6769.5351 | 1000 | 131359.753 | 121571.7436 | 127946.3511 | -2413.4019 | 105.2% | 6374.6075 | 0.0095733 | 20.64% | 14.59% | 6.01% | 5.709%
442 | 138235.739 | 5917.8776 | 144153.6166 | 137634.2668 | 100.4% | 601.4722 | 329.956 | 0.084983 | 15.13% | 9.352% | 0.5004% | 0.4758% | 16648.2729 | 2421.4182 | 140657.1572 | 136389.2417 | 137613.2264 | -622.5126 | 100.9% | 1223.9848 | 0.070289 | 15.66% | 9.853% | 1.028% | 0.9771%
443 | 135618.4867 | 4703.5313 | 140322.018 | 135914.7015 | 99.78% | -296.2149 | 399.9641 | 0.10903 | 14.38% | 8.639% | -0.2503% | -0.2373% | 19798.5228 | 1000 | 136618.4867 | 135099.9397 | 135211.1057 | -407.3809 | 100.1% | 111.1661 | 0.097173 | 14.73% | 8.966% | 0.09381% | 0.08959%
444 | 129035.6283 | 4435.3804 | 133471.0087 | 127646.0326 | 101.1% | 1389.5957 | 260.3061 | 0.065249 | 15.88% | 10.06% | 1.247% | 1.185% | 12259.8985 | 3086.7554 | 132122.3837 | 125196.7506 | 127810.9873 | -1224.641 | 102.1% | 2614.2367 | 0.042585 | 17.03% | 11.15% | 2.393% | 2.273%
445 | 138063.5501 | 3967.3434 | 142030.8935 | 137527.5811 | 100.4% | 535.969 | 335.012 | 0.086608 | 15.08% | 9.301% | 0.4462% | 0.4243% | 16882.3252 | 5645.4669 | 143709.017 | 137894.9178 | 138430.8868 | 367.3367 | 100.4% | 535.969 | 0.086644 | 15.08% | 9.299% | 0.445% | 0.4232%
446 | 131499.1493 | 7613.4284 | 139112.5777 | 130128.0799 | 101.1% | 1371.0694 | 264.0484 | 0.066172 | 15.84% | 10.02% | 1.207% | 1.147% | 12673.5799 | 1000 | 132499.1493 | 126523.5128 | 129696.8657 | -1802.2835 | 102.5% | 3173.3529 | 0.03492 | 17.51% | 11.61% | 2.875% | 2.731%
447 | 132356.7159 | 5197.7138 | 137554.4297 | 130739.4424 | 101.2% | 1617.2735 | 244.4513 | 0.061338 | 16.05% | 10.22% | 1.418% | 1.347% | 11809.49 | 4528.023 | 136884.7389 | 128602.5359 | 131288.2626 | -1068.4533 | 102.1% | 2685.7267 | 0.04258 | 17.03% | 11.15% | 2.393% | 2.274%
448 | 131645.4695 | 4576.185 | 136221.6545 | 129899.1059 | 101.3% | 1746.3636 | 232.9757 | 0.058507 | 16.17% | 10.34% | 1.541% | 1.464% | 11194.6196 | 4543.3287 | 136188.7982 | 132873.5297 | 134619.8933 | 2974.4238 | 101.3% | 1746.3636 | 0.0593 | 16.14% | 10.31% | 1.506% | 1.431%
449 | 141163.6239 | 3085.5437 | 144249.1676 | 140385.5528 | 100.6% | 778.0711 | 317.4254 | 0.080955 | 15.27% | 9.48% | 0.6348% | 0.6034% | 16355.2537 | 4187.1901 | 145350.814 | 138897.6847 | 140419.6899 | -743.9341 | 101.1% | 1522.0052 | 0.065061 | 15.89% | 10.07% | 1.256% | 1.193%
450 | 123382.1954 | 6605.3949 | 129987.5904 | 120480.8308 | 102.4% | 2901.3647 | 170.3426 | 0.036716 | 17.39% | 11.5% | 2.76% | 2.622% | 7671.292 | 4454.6964 | 127836.8919 | 120085.7826 | 123184.6714 | -197.5241 | 102.6% | 3098.8887 | 0.034006 | 17.59% | 11.69% | 2.958% | 2.81%
451 | 140600.0477 | 3219.8484 | 143819.8961 | 139848.8768 | 100.5% | 751.1709 | 319.2567 | 0.081543 | 15.25% | 9.461% | 0.6152% | 0.5848% | 16383.9392 | 4455.3718 | 145055.4195 | 140130.3631 | 140881.5339 | 281.4862 | 100.5% | 751.1709 | 0.08158 | 15.25% | 9.46% | 0.614% | 0.5836%
452 | 135424.2909 | 3101.3196 | 138525.6106 | 134198.9614 | 100.9% | 1225.3295 | 279.0771 | 0.069877 | 15.68% | 9.87% | 1.046% | 0.9941% | 13794.7456 | 2049.7946 | 137474.0855 | 136025.3598 | 137250.6893 | 1826.3984 | 100.9% | 1225.3295 | 0.0702 | 15.67% | 9.857% | 1.032% | 0.9808%
453 | 136534.4948 | 5132.8757 | 141667.3705 | 134847.0041 | 101.3% | 1687.4907 | 242.9086 | 0.060958 | 16.07% | 10.24% | 1.434% | 1.362% | 12105.3711 | 4280.0258 | 140814.5205 | 131039.2296 | 134630.6075 | -1903.8873 | 102.7% | 3591.3779 | 0.031988 | 17.77% | 11.86% | 3.141% | 2.984%
454 | 130880.8154 | 4635.7769 | 135516.5923 | 128993.3406 | 101.5% | 1887.4748 | 220.2759 | 0.055375 | 16.31% | 10.47% | 1.677% | 1.593% | 10522.9079 | 2435.6604 | 133316.4758 | 129633.9957 | 131521.4705 | 640.6551 | 101.5% | 1887.4748 | 0.055565 | 16.3% | 10.46% | 1.669% | 1.585%
455 | 134637.0056 | 4315.2886 | 138952.2942 | 131837.0823 | 102.1% | 2799.9233 | 181.3434 | 0.041931 | 17.07% | 11.19% | 2.434% | 2.312% | 8911.6684 | 4331.6927 | 138968.6983 | 130171.3472 | 133804.138 | -832.8676 | 102.8% | 3632.7908 | 0.031356 | 17.83% | 11.91% | 3.199% | 3.038%
456 | 130304.0005 | 5857.3738 | 136161.3743 | 129737.0397 | 100.4% | 566.9607 | 329.956 | 0.084983 | 15.13% | 9.352% | 0.5004% | 0.4758% | 15693.0225 | 3177.5625 | 133481.5629 | 126646.1 | 128758.5306 | -1545.4698 | 101.7% | 2112.4306 | 0.050289 | 16.54% | 10.69% | 1.912% | 1.816%
457 | 126165.7404 | 5780.3376 | 131946.078 | 125753.6488 | 100.3% | 412.0916 | 341.6406 | 0.08874 | 15.01% | 9.233% | 0.3751% | 0.3568% | 15732.7178 | 1281.5412 | 127447.2816 | 124171.7889 | 125374.8105 | -790.9299 | 101% | 1203.0216 | 0.068407 | 15.74% | 9.931% | 1.11% | 1.055%
458 | 125755.579 | 8546.8476 | 134302.4266 | 122884.1212 | 102.3% | 2871.4578 | 173.1094 | 0.038026 | 17.31% | 11.42% | 2.678% | 2.544% | 7945.8593 | 5347.4757 | 131103.0547 | 124982.9829 | 127854.4406 | 2098.8617 | 102.3% | 2871.4578 | 0.038746 | 17.27% | 11.38% | 2.633% | 2.501%
459 | 129897.6532 | 5934.1672 | 135831.8205 | 128024.2829 | 101.5% | 1873.3703 | 220.2659 | 0.055373 | 16.31% | 10.47% | 1.677% | 1.593% | 10443.3891 | 3112.611 | 133010.2642 | 129323.8794 | 131197.2497 | 1299.5965 | 101.4% | 1873.3703 | 0.055761 | 16.29% | 10.45% | 1.66% | 1.577%
460 | 129236.6054 | 6792.1772 | 136028.7826 | 127969.9214 | 101% | 1266.6841 | 270.8661 | 0.067853 | 15.77% | 9.954% | 1.134% | 1.078% | 12777.1206 | 2029.1557 | 131265.7611 | 127699.2949 | 129101.2922 | -135.3132 | 101.1% | 1401.9973 | 0.065005 | 15.89% | 10.07% | 1.258% | 1.195%
461 | 136874.8796 | 2243.8505 | 139118.7301 | 137762.4842 | 99.36% | -887.6046 | 445.5281 | 0.13004 | 13.89% | 8.175% | -0.7391% | -0.7015% | 22258.2877 | 1353.2563 | 138228.1359 | 140791.581 | 138228.1359 | 1353.2563 | 98.18% | -2563.4451 | 0.20137 | 12.55% | 6.894% | -2.088% | -1.982%
462 | 131546.9966 | 2675.0642 | 134222.0607 | 131084.8192 | 100.4% | 462.1773 | 338.9832 | 0.087885 | 15.04% | 9.26% | 0.4037% | 0.3839% | 16276.1598 | 3772.4372 | 135319.4338 | 126868.206 | 129438.6899 | -2108.3066 | 102% | 2570.484 | 0.043722 | 16.96% | 11.08% | 2.322% | 2.206%
463 | 135036.733 | 6548.4768 | 141585.2098 | 133513.6934 | 101.1% | 1523.0396 | 254.7425 | 0.063876 | 15.94% | 10.12% | 1.307% | 1.242% | 12555.8515 | 1000 | 136036.733 | 134996.4557 | 136036.733 | 1000 | 100.8% | 1040.2772 | 0.073632 | 15.52% | 9.715% | 0.8828% | 0.839%
464 | 130625.5407 | 2889.9161 | 133515.4568 | 128775.307 | 101.4% | 1850.2337 | 223.0925 | 0.056072 | 16.28% | 10.44% | 1.647% | 1.564% | 10636.6767 | 2687.3129 | 133312.8536 | 129166.5665 | 131016.8003 | 391.2595 | 101.4% | 1850.2337 | 0.056186 | 16.27% | 10.44% | 1.642% | 1.56%
465 | 135309.813 | 1017.367 | 136327.18 | 135567.7577 | 99.81% | -257.9448 | 396.9982 | 0.10766 | 14.41% | 8.669% | -0.2186% | -0.2072% | 19606.9784 | 1684.182 | 136993.995 | 130994.137 | 133023.0026 | -2286.8104 | 101.5% | 2028.8656 | 0.053119 | 16.41% | 10.56% | 1.775% | 1.686%
466 | 137162.3087 | 5754.1349 | 142916.4436 | 133406.3553 | 102.8% | 3755.9534 | 154.5872 | 0.031046 | 17.86% | 11.94% | 3.227% | 3.065% | 7739.2929 | 3410.5809 | 140572.8896 | 134531.8679 | 138287.8213 | 1125.5126 | 102.8% | 3755.9534 | 0.031343 | 17.83% | 11.92% | 3.2% | 3.04%
467 | 139170.5829 | 3904.3541 | 143074.937 | 138730.8551 | 100.3% | 439.7278 | 342.7852 | 0.089108 | 15% | 9.221% | 0.3628% | 0.3451% | 17412.5475 | 1138.6547 | 140309.2376 | 143118.2195 | 140309.2376 | 1138.6547 | 98.04% | -2808.9819 | 0.21286 | 12.38% | 6.739% | -2.25% | -2.137%
468 | 138735.2796 | 2728.7061 | 141463.9857 | 138048.9574 | 100.5% | 686.3221 | 323.5264 | 0.082917 | 15.2% | 9.417% | 0.5694% | 0.5413% | 16382.8539 | 1000 | 139735.2796 | 139735.9442 | 139735.2796 | 1000 | 100% | -0.66457 | 0.10002 | 14.63% | 8.876% | -0.00106% | -0.0005178%
469 | 134762.6375 | 4841.7432 | 139604.3807 | 131012.5583 | 102.9% | 3750.0792 | 152.7758 | 0.030454 | 17.91% | 11.99% | 3.281% | 3.116% | 7514.7926 | 2254.9494 | 137017.5869 | 130398.1083 | 134455.4125 | -307.225 | 103.1% | 4057.3042 | 0.027313 | 18.2% | 12.26% | 3.566% | 3.388%
470 | 134381.3735 | 6108.2443 | 140489.6178 | 133071.0761 | 101% | 1310.2974 | 271.4234 | 0.06799 | 15.76% | 9.948% | 1.128% | 1.072% | 13313.1018 | 5262.5262 | 139643.8997 | 133393.6634 | 134703.9608 | 322.5873 | 101% | 1310.2974 | 0.068052 | 15.76% | 9.946% | 1.125% | 1.069%
471 | 143768.2397 | 5611.4104 | 149379.6502 | 143598.9721 | 100.1% | 169.2676 | 364.0643 | 0.09595 | 14.77% | 9.005% | 0.1346% | 0.1283% | 19104.4218 | 1000 | 144768.2397 | 142588.9445 | 143263.2259 | -505.0138 | 100.5% | 674.2814 | 0.083751 | 15.17% | 9.391% | 0.5416% | 0.5149%
472 | 125255.7738 | 7299.09 | 132554.8638 | 122796.0566 | 102% | 2459.7172 | 186.0083 | 0.044144 | 16.93% | 11.06% | 2.296% | 2.181% | 8503.9938 | 4658.4094 | 129914.1832 | 119915.9852 | 123815.7381 | -1440.0357 | 103.3% | 3899.7529 | 0.025541 | 18.36% | 12.42% | 3.727% | 3.541%
473 | 139230.6578 | 3182.415 | 142413.0728 | 139681.8381 | 99.68% | -451.1804 | 411.1909 | 0.11421 | 14.26% | 8.525% | -0.3708% | -0.3517% | 20896.3885 | 3796.2892 | 143026.9469 | 136664.2152 | 137721.8463 | -1508.8115 | 100.8% | 1057.6311 | 0.073545 | 15.52% | 9.719% | 0.8866% | 0.8426%
474 | 134261.7901 | 3836.0511 | 138097.8412 | 134773.5889 | 99.62% | -511.7988 | 417.2522 | 0.117 | 14.2% | 8.463% | -0.4358% | -0.4135% | 20447.6735 | 2898.2759 | 137160.066 | 131484.6692 | 132617.3302 | -1644.4599 | 100.9% | 1132.661 | 0.071238 | 15.62% | 9.814% | 0.987% | 0.9379%
475 | 128292.8238 | 10442.4392 | 138735.263 | 126104.3707 | 101.7% | 2188.4532 | 196.3641 | 0.049052 | 16.62% | 10.77% | 1.989% | 1.889% | 9195.1174 | 8052.562 | 136345.3859 | 121170.4924 | 125825.8847 | -2466.9391 | 103.8% | 4655.3923 | 0.019712 | 19.04% | 13.06% | 4.404% | 4.183%
476 | 124426.4309 | 7926.6396 | 132353.0705 | 121936.078 | 102% | 2490.3529 | 184.4955 | 0.043424 | 16.97% | 11.1% | 2.341% | 2.224% | 8378.9811 | 2402.4197 | 126828.8506 | 122638.8019 | 125129.1548 | 702.724 | 102% | 2490.3529 | 0.043639 | 16.96% | 11.09% | 2.327% | 2.211%
477 | 124512.8602 | 7435.486 | 131948.3462 | 123005.5388 | 101.2% | 1507.3214 | 245.6954 | 0.061644 | 16.04% | 10.21% | 1.404% | 1.334% | 11166.1652 | 5495.2587 | 130008.1189 | 120786.4007 | 123403.2911 | -1109.5691 | 102.2% | 2616.8905 | 0.041147 | 17.12% | 11.24% | 2.483% | 2.359%
478 | 131062.039 | 4608.9905 | 135671.0295 | 128522.276 | 102% | 2539.7631 | 187.0533 | 0.044638 | 16.9% | 11.03% | 2.265% | 2.152% | 8948.1912 | 6088.3171 | 137150.3562 | 129582.354 | 132122.117 | 1060.078 | 102% | 2539.7631 | 0.044935 | 16.88% | 11.01% | 2.246% | 2.134%
479 | 131931.6284 | 4931.3349 | 136862.9632 | 130432.8169 | 101.1% | 1498.8115 | 253.8467 | 0.063655 | 15.95% | 10.13% | 1.317% | 1.251% | 12224.0007 | 4350.6544 | 136282.2828 | 125240.4176 | 129335.4287 | -2596.1997 | 103.3% | 4095.0111 | 0.025318 | 18.38% | 12.44% | 3.748% | 3.56%
480 | 126605.2119 | 4466.1661 | 131071.3779 | 124689.258 | 101.5% | 1915.9538 | 212.433 | 0.053441 | 16.39% | 10.55% | 1.761% | 1.673% | 9816.7224 | 1000 | 127605.2119 | 126311.7095 | 127605.2119 | 1000 | 101% | 1293.5024 | 0.066951 | 15.81% | 9.991% | 1.173% | 1.115%
481 | 132037.9625 | 4963.8332 | 137001.7957 | 129861.3995 | 101.7% | 2176.563 | 198.6602 | 0.050141 | 16.55% | 10.7% | 1.921% | 1.825% | 9574.2012 | 6346.2552 | 138384.2177 | 131993.5884 | 134170.1513 | 2132.1888 | 101.6% | 2176.563 | 0.050637 | 16.52% | 10.67% | 1.89% | 1.795%
482 | 128731.7524 | 4597.5626 | 133329.3149 | 126215.8502 | 102% | 2515.9022 | 186.3887 | 0.044323 | 16.92% | 11.05% | 2.284% | 2.17% | 8757.8636 | 1065.1334 | 129796.8857 | 128972.0649 | 129796.8857 | 1065.1334 | 100.6% | 824.8208 | 0.078024 | 15.37% | 9.572% | 0.7326% | 0.6963%
483 | 138943.1167 | 3828.2076 | 142771.3243 | 137839.0046 | 100.8% | 1104.1121 | 291.0504 | 0.07283 | 15.55% | 9.748% | 0.9177% | 0.8721% | 14760.3983 | 3687.3716 | 142630.4883 | 142007.3817 | 142630.4883 | 3687.3716 | 100.4% | 623.1066 | 0.084922 | 15.14% | 9.354% | 0.5025% | 0.4777%
484 | 140251.3401 | 5112.9073 | 145364.2475 | 140813.8905 | 99.6% | -562.5504 | 419.3622 | 0.11798 | 14.17% | 8.441% | -0.4585% | -0.435% | 21467.8787 | 3105.0289 | 143356.3691 | 140581.9365 | 140135.3631 | -115.977 | 99.68% | -446.5734 | 0.11394 | 14.27% | 8.53% | -0.3647% | -0.3459%
485 | 130850.4472 | 7491.3585 | 138341.8056 | 129899.724 | 100.7% | 950.7231 | 298.4354 | 0.074851 | 15.47% | 9.673% | 0.8385% | 0.7969% | 14253.3969 | 4159.3626 | 135009.8098 | 130274.1466 | 131224.8698 | 374.4226 | 100.7% | 950.7231 | 0.074923 | 15.47% | 9.671% | 0.8361% | 0.7946%
486 | 138135.2936 | 3837.0915 | 141972.3851 | 137825.4584 | 100.2% | 309.8352 | 352.6384 | 0.092275 | 14.89% | 9.121% | 0.2572% | 0.2448% | 17779.8126 | 2383.7815 | 140519.0751 | 137899.2029 | 138209.0382 | 73.7446 | 100.2% | 309.8352 | 0.092279 | 14.89% | 9.121% | 0.257% | 0.2446%
487 | 140008.3179 | 3457.4579 | 143465.7757 | 139627.0234 | 100.3% | 381.2944 | 347.4829 | 0.090616 | 14.95% | 9.174% | 0.3125% | 0.2973% | 17757.4304 | 2351.5115 | 142359.8293 | 138082.2842 | 139235.9482 | -772.3696 | 100.8% | 1153.6641 | 0.071922 | 15.59% | 9.786% | 0.9572% | 0.9096%
488 | 129564.0523 | 5816.8235 | 135380.8757 | 128375.1792 | 100.9% | 1188.8731 | 277.6837 | 0.069533 | 15.69% | 9.884% | 1.061% | 1.008% | 13131.9083 | 1480.4961 | 131044.5484 | 125817.8765 | 128285.4009 | -1278.6514 | 102% | 2467.5244 | 0.044912 | 16.88% | 11.01% | 2.248% | 2.135%
489 | 130132.8135 | 9620.9761 | 139753.7897 | 128096.4035 | 101.6% | 2036.4101 | 206.75 | 0.05204 | 16.46% | 10.61% | 1.822% | 1.731% | 9820.309 | 8439.5124 | 138572.3259 | 124619.013 | 128394.1183 | -1738.6953 | 103% | 3775.1053 | 0.028349 | 18.11% | 12.17% | 3.472% | 3.298%
490 | 132376.9145 | 6825.954 | 139202.8685 | 130254.6952 | 101.6% | 2122.2193 | 202.52 | 0.050998 | 16.5% | 10.65% | 1.867% | 1.774% | 9785.2764 | 5782.9447 | 138159.8592 | 130513.9077 | 132636.127 | 259.2125 | 101.6% | 2122.2193 | 0.051083 | 16.5% | 10.65% | 1.863% | 1.77%
491 | 137206.4575 | 5380.5993 | 142587.0569 | 135702.7012 | 101.1% | 1503.7563 | 258.226 | 0.064735 | 15.9% | 10.08% | 1.27% | 1.206% | 12932.049 | 1000 | 138206.4575 | 134771.2714 | 136740.7426 | -465.7149 | 101.5% | 1969.4712 | 0.055425 | 16.31% | 10.47% | 1.675% | 1.591%
492 | 142272.9828 | 2581.2855 | 144854.2683 | 140480.6566 | 101.3% | 1792.3262 | 240.3009 | 0.060314 | 16.1% | 10.27% | 1.462% | 1.389% | 12478.7411 | 1231.6496 | 143504.6324 | 140648.3151 | 142440.6413 | 167.6584 | 101.3% | 1792.3262 | 0.060354 | 16.09% | 10.26% | 1.46% | 1.387%
493 | 130276.9839 | 7180.6212 | 137457.605 | 127199.6645 | 102.4% | 3077.3193 | 169.9135 | 0.036512 | 17.41% | 11.51% | 2.773% | 2.634% | 8079.5752 | 7697.2936 | 137974.2775 | 127517.7747 | 130595.094 | 318.1101 | 102.4% | 3077.3193 | 0.036623 | 17.4% | 11.5% | 2.766% | 2.627%
494 | 130648.9149 | 5063.9114 | 135712.8263 | 127155.8605 | 102.7% | 3493.0544 | 157.2353 | 0.031907 | 17.78% | 11.87% | 3.149% | 2.991% | 7498.0574 | 2201.2283 | 132850.1432 | 126849.0787 | 130495.524 | -153.3909 | 102.9% | 3646.4453 | 0.030299 | 17.93% | 12.01% | 3.295% | 3.13%
495 | 128549.9619 | 5843.1801 | 134393.142 | 125865.935 | 102.1% | 2684.0269 | 181.0079 | 0.041772 | 17.08% | 11.2% | 2.444% | 2.322% | 8493.0234 | 1251.1636 | 129801.1256 | 125039.3999 | 128136.6944 | -413.2676 | 102.5% | 3097.2945 | 0.035453 | 17.47% | 11.57% | 2.839% | 2.697%
496 | 133129.5239 | 4723.8007 | 137853.3246 | 131209.6197 | 101.5% | 1919.9042 | 220.2759 | 0.055375 | 16.31% | 10.47% | 1.677% | 1.593% | 10703.7056 | 1384.5822 | 134514.1061 | 128255.7286 | 131652.5783 | -1476.9456 | 102.6% | 3396.8497 | 0.03315 | 17.67% | 11.76% | 3.036% | 2.884%
497 | 132100.7205 | 5113.5763 | 137214.2967 | 128413.1288 | 102.9% | 3687.5916 | 152.4161 | 0.030337 | 17.92% | 12% | 3.291% | 3.127% | 7349.0086 | 3865.0103 | 135965.7308 | 128166.1566 | 131977.2343 | -123.4861 | 103% | 3811.0778 | 0.029052 | 18.04% | 12.11% | 3.408% | 3.237%
498 | 136702.1346 | 5291.6955 | 141993.8302 | 137106.5873 | 99.71% | -404.4527 | 408.1951 | 0.11283 | 14.29% | 8.555% | -0.3387% | -0.3212% | 20367.4167 | 1000 | 137702.1346 | 141254.5832 | 137702.1346 | 1000 | 97.49% | -3552.4485 | 0.26096 | 11.75% | 6.138% | -2.883% | -2.738%
499 | 131593.4069 | 5881.7873 | 137475.1941 | 131163.587 | 100.3% | 429.8199 | 341.6406 | 0.08874 | 15.01% | 9.233% | 0.3751% | 0.3568% | 16409.5414 | 4984.1019 | 136577.5087 | 135041.7979 | 135471.6178 | 3878.2109 | 100.3% | 429.8199 | 0.089063 | 15% | 9.223% | 0.3643% | 0.3465%
500 | 136562.9896 | 2838.5655 | 139401.5551 | 137458.9784 | 99.35% | -895.9888 | 446.3343 | 0.13041 | 13.89% | 8.167% | -0.7477% | -0.7097% | 22247.7532 | 1000 | 137562.9896 | 140320.02 | 137562.9896 | 1000 | 98.04% | -2757.0304 | 0.21304 | 12.38% | 6.737% | -2.253% | -2.139%
501 | 123694.711 | 8888.2427 | 132582.9537 | 120687.9929 | 102.5% | 3006.7181 | 167.1274 | 0.035191 | 17.49% | 11.59% | 2.855% | 2.712% | 7545.5634 | 2283.9812 | 125978.6922 | 120945.029 | 123951.7471 | 257.0361 | 102.5% | 3006.7181 | 0.035288 | 17.48% | 11.58% | 2.849% | 2.707%
502 | 136718.3276 | 3906.2379 | 140624.5655 | 137169.9824 | 99.67% | -451.6548 | 411.8577 | 0.11451 | 14.26% | 8.518% | -0.378% | -0.3585% | 20552.603 | 1218.6362 | 137936.9638 | 136373.3401 | 136320.0065 | -398.3211 | 99.96% | -53.3337 | 0.10135 | 14.59% | 8.834% | -0.04535% | -0.04258%
503 | 132116.0601 | 4440.8388 | 136556.8989 | 130609.1991 | 101.2% | 1506.861 | 253.3491 | 0.063533 | 15.96% | 10.13% | 1.322% | 1.256% | 12217.0916 | 2914.9319 | 135030.992 | 128821.9028 | 131222.412 | -893.6481 | 101.9% | 2400.5091 | 0.046705 | 16.77% | 10.91% | 2.136% | 2.029%
504 | 134508.4706 | 6031.0071 | 140539.4777 | 132579.2282 | 101.5% | 1929.2423 | 221.1318 | 0.055587 | 16.3% | 10.46% | 1.668% | 1.584% | 10856.5969 | 2942.5268 | 137450.9974 | 133538.4412 | 135467.6835 | 959.2129 | 101.4% | 1929.2423 | 0.055863 | 16.29% | 10.45% | 1.656% | 1.573%
505 | 129097.3421 | 8103.7736 | 137201.1157 | 127474.7611 | 101.3% | 1622.5809 | 240.6194 | 0.060393 | 16.09% | 10.26% | 1.459% | 1.386% | 11338.1151 | 4934.7115 | 134032.0536 | 127595.165 | 129217.746 | 120.4039 | 101.3% | 1622.5809 | 0.060424 | 16.09% | 10.26% | 1.457% | 1.385%
506 | 136640.8203 | 1819.5986 | 138460.4188 | 134919.4469 | 101.3% | 1721.3733 | 240.3009 | 0.060314 | 16.1% | 10.27% | 1.462% | 1.389% | 11984.745 | 1000 | 137640.8203 | 137413.6733 | 137640.8203 | 1000 | 100.2% | 227.1469 | 0.09432 | 14.82% | 9.056% | 0.189% | 0.18%
507 | 121298.5186 | 7701.4932 | 129000.0119 | 117794.2227 | 103% | 3504.296 | 148.4218 | 0.029035 | 18.04% | 12.12% | 3.41% | 3.239% | 6571.22 | 5921.3662 | 127219.8848 | 119768.2823 | 123272.5783 | 1974.0596 | 102.9% | 3504.296 | 0.029653 | 17.99% | 12.06% | 3.354% | 3.186%
508 | 125757.2167 | 4874.3107 | 130631.5275 | 123796.9799 | 101.6% | 1960.2368 | 207.4268 | 0.052206 | 16.45% | 10.6% | 1.815% | 1.724% | 9521.1758 | 4141.8891 | 129899.1058 | 122444.717 | 125081.0853 | -676.1314 | 102.2% | 2636.3683 | 0.041393 | 17.1% | 11.22% | 2.468% | 2.344%
509 | 144307.7912 | 2329.4774 | 146637.2686 | 144836.6671 | 99.63% | -528.8759 | 415.6995 | 0.11628 | 14.21% | 8.479% | -0.4191% | -0.3976% | 21895.8685 | 2450.0267 | 146757.8179 | 146430.1921 | 146430.1921 | 2122.4009 | 100% | 0 | 0.1 | 14.63% | 8.876% | -0.0005144% | 0%
510 | 139772.3605 | 3975.8776 | 143748.2381 | 137756.6578 | 101.5% | 2015.7027 | 220.2759 | 0.055375 | 16.31% | 10.47% | 1.677% | 1.593% | 11237.7942 | 5511.6028 | 145283.9633 | 140100.3761 | 142116.0788 | 2343.7183 | 101.4% | 2015.7027 | 0.05602 | 16.28% | 10.44% | 1.649% | 1.566%
511 | 132900.91 | 3386.0104 | 136286.9205 | 132149.5121 | 100.6% | 751.3979 | 315.8926 | 0.080462 | 15.28% | 9.495% | 0.6513% | 0.6191% | 15323.5824 | 1000 | 133900.91 | 130130.1484 | 131891.2282 | -1009.6818 | 101.4% | 1761.0798 | 0.058272 | 16.18% | 10.35% | 1.551% | 1.473%
512 | 134862.0313 | 4322.501 | 139184.5323 | 135991.8145 | 99.17% | -1129.7831 | 465.4636 | 0.13923 | 13.68% | 7.972% | -0.9529% | -0.9045% | 22912.2808 | 2873.5897 | 137735.6211 | 135080.5581 | 134406.4031 | -455.6282 | 99.5% | -674.1549 | 0.12288 | 14.06% | 8.333% | -0.5726% | -0.5434%
513 | 140889.8576 | 6305.0876 | 147194.9452 | 140429.673 | 100.3% | 460.1846 | 341.6406 | 0.08874 | 15.01% | 9.233% | 0.3751% | 0.3568% | 17568.7977 | 1178.7185 | 142068.5761 | 139758.6295 | 140554.3359 | -335.5218 | 100.6% | 795.7063 | 0.080436 | 15.29% | 9.496% | 0.6521% | 0.6199%
514 | 136618.0422 | 2385.2584 | 139003.3007 | 137514.3923 | 99.35% | -896.35 | 446.3343 | 0.13041 | 13.89% | 8.167% | -0.7477% | -0.7097% | 22256.722 | 1000 | 137618.0422 | 135618.2638 | 135669.978 | -948.0642 | 100% | 51.7142 | 0.09869 | 14.68% | 8.918% | 0.0432% | 0.04152%
515 | 137021.9349 | 6604.6968 | 143626.6318 | 134862.4672 | 101.6% | 2159.4677 | 205.5158 | 0.051737 | 16.47% | 10.62% | 1.835% | 1.743% | 10278.4644 | 3665.0038 | 140686.9387 | 134640.8172 | 136911.1099 | -110.825 | 101.7% | 2270.2927 | 0.049955 | 16.57% | 10.71% | 1.932% | 1.836%
516 | 141360.7224 | 5719.798 | 147080.5204 | 140133.6436 | 100.9% | 1227.0788 | 283.0782 | 0.070863 | 15.64% | 9.83% | 1.003% | 0.9534% | 14605.8892 | 3617.647 | 144978.3694 | 139847.0011 | 141217.4011 | -143.3213 | 101% | 1370.4 | 0.068114 | 15.76% | 9.943% | 1.123% | 1.067%
517 | 128664.0764 | 6129.7361 | 134793.8124 | 126977.2533 | 101.3% | 1686.8231 | 234.6776 | 0.058928 | 16.16% | 10.32% | 1.522% | 1.446% | 11021.0203 | 3515.3093 | 132179.3857 | 126230.882 | 128290.8908 | -373.1856 | 101.6% | 2060.0087 | 0.05095 | 16.5% | 10.65% | 1.87% | 1.777%
518 | 133957.4286 | 6938.8031 | 140896.2318 | 131809.871 | 101.6% | 2147.5576 | 202.52 | 0.050998 | 16.5% | 10.65% | 1.867% | 1.774% | 9902.1077 | 1000 | 134957.4286 | 131784.4514 | 133944.7188 | -12.7098 | 101.6% | 2160.2674 | 0.050816 | 16.51% | 10.66% | 1.879% | 1.785%
519 | 136897.2271 | 2815.1214 | 139712.3485 | 136446.0158 | 100.3% | 451.2113 | 341.3221 | 0.088637 | 15.01% | 9.236% | 0.3786% | 0.36% | 17055.0073 | 2214.1776 | 139111.4047 | 137231.5602 | 137682.7715 | 785.5444 | 100.3% | 451.2113 | 0.088702 | 15.01% | 9.234% | 0.3764% | 0.358%
520 | 126542.6727 | 10613.2564 | 137155.9292 | 122554.9472 | 103.3% | 3987.7256 | 137.6344 | 0.025519 | 18.36% | 12.42% | 3.729% | 3.543% | 6357.0691 | 7474.0655 | 134016.7382 | 120741.2525 | 125635.8254 | -906.8473 | 104.1% | 4894.5729 | 0.01777 | 19.28% | 13.29% | 4.646% | 4.414%
521 | 135916.8369 | 8550.3277 | 144467.1646 | 132369.9316 | 102.7% | 3546.9053 | 159.8423 | 0.032759 | 17.7% | 11.79% | 3.071% | 2.917% | 7929.7211 | 5720.6056 | 141637.4425 | 132706.1512 | 136253.0565 | 336.2196 | 102.7% | 3546.9053 | 0.032844 | 17.7% | 11.79% | 3.063% | 2.91%
522 | 129243.7389 | 5009.4472 | 134253.1861 | 125798.614 | 102.7% | 3445.1249 | 157.5626 | 0.032014 | 17.77% | 11.86% | 3.139% | 2.982% | 7432.8531 | 1801.5639 | 131045.3027 | 128766.2794 | 131045.3027 | 1801.5639 | 101.8% | 2279.0234 | 0.04842 | 16.66% | 10.8% | 2.028% | 1.927%
523 | 146259.4564 | 2478.5311 | 148737.9875 | 146795.485 | 99.63% | -536.0286 | 415.6995 | 0.11628 | 14.21% | 8.479% | -0.4191% | -0.3976% | 22191.9953 | 1000 | 147259.4564 | 146597.6152 | 146160.5215 | -98.9349 | 99.7% | -437.0937 | 0.11298 | 14.29% | 8.552% | -0.3423% | -0.3246%
524 | 135843.6473 | 4285.7392 | 140129.3865 | 133884.6019 | 101.5% | 1959.0454 | 220.2759 | 0.055375 | 16.31% | 10.47% | 1.677% | 1.593% | 10921.923 | 3017.7115 | 138861.3588 | 131738.1304 | 134770.4116 | -1073.2357 | 102.3% | 3032.2812 | 0.038667 | 17.27% | 11.38% | 2.638% | 2.506%
525 | 133928.3998 | 4824.3677 | 138752.7675 | 130201.5351 | 102.9% | 3726.8647 | 152.7758 | 0.030454 | 17.91% | 11.99% | 3.281% | 3.116% | 7468.2728 | 2675.202 | 136603.6018 | 126502.892 | 132079.0782 | -1849.3216 | 104.4% | 5576.1862 | 0.014892 | 19.69% | 13.68% | 5.052% | 4.799%
526 | 130473.4642 | 6822.1419 | 137295.6061 | 128555.296 | 101.5% | 1918.1682 | 217.1905 | 0.054614 | 16.34% | 10.5% | 1.71% | 1.625% | 10343.2223 | 1000 | 131473.4642 | 129781.6236 | 131473.4642 | 1000 | 101.3% | 1691.8406 | 0.059582 | 16.13% | 10.3% | 1.494% | 1.419%
527 | 134391.1562 | 6752.5658 | 141143.7219 | 133663.5634 | 100.5% | 727.5928 | 318.4804 | 0.081295 | 15.26% | 9.469% | 0.6235% | 0.5927% | 15622.3445 | 2442.7733 | 136833.9294 | 136708.8063 | 136833.9294 | 2442.7733 | 100.1% | 125.1231 | 0.096855 | 14.74% | 8.976% | 0.1044% | 0.09965%
528 | 130372.0227 | 8092.0787 | 138464.1013 | 127811.8349 | 102% | 2560.1878 | 186.0083 | 0.044144 | 16.93% | 11.06% | 2.296% | 2.181% | 8851.3514 | 4287.769 | 134659.7917 | 125673.3002 | 129302.7553 | -1069.2673 | 102.9% | 3629.4551 | 0.030131 | 17.94% | 12.02% | 3.31% | 3.144%
529 | 137091.6332 | 3794.5245 | 140886.1577 | 136718.282 | 100.3% | 373.3512 | 347.4829 | 0.090616 | 14.95% | 9.174% | 0.3125% | 0.2973% | 17387.5036 | 6691.5255 | 143783.1587 | 134911.4554 | 136188.2199 | -903.4133 | 100.9% | 1276.7645 | 0.068999 | 15.72% | 9.907% | 1.084% | 1.03%
530 | 143270.4269 | 3256.1461 | 146526.5729 | 145118.5123 | 98.73% | -1848.0855 | 488.6836 | 0.16562 | 13.17% | 7.49% | -1.46% | -1.387% | 25555.0751 | 1000 | 144270.4269 | 146318.2081 | 144270.4269 | 1000 | 98.6% | -2047.7813 | 0.17385 | 13.03% | 7.352% | -1.605% | -1.524%
531 | 136053.1839 | 5859.5993 | 141912.7832 | 134390.7431 | 101.2% | 1662.4408 | 244.4513 | 0.061338 | 16.05% | 10.22% | 1.418% | 1.347% | 12139.3063 | 4606.3504 | 140659.5343 | 134499.413 | 136161.8538 | 108.6698 | 101.2% | 1662.4408 | 0.061364 | 16.05% | 10.22% | 1.416% | 1.346%
532 | 125624.6705 | 7322.1491 | 132946.8197 | 123380.4384 | 101.8% | 2244.2321 | 193.1345 | 0.04752 | 16.72% | 10.86% | 2.085% | 1.98% | 8855.7979 | 3498.5351 | 129123.2056 | 123482.3389 | 125726.571 | 101.9005 | 101.8% | 2244.2321 | 0.047548 | 16.72% | 10.85% | 2.083% | 1.979%
533 | 133919.995 | 2750.8544 | 136670.8495 | 133478.5967 | 100.3% | 441.3984 | 341.3221 | 0.088637 | 15.01% | 9.236% | 0.3786% | 0.36% | 16684.0961 | 3671.6978 | 137591.6928 | 135484.8294 | 135926.2278 | 2006.2327 | 100.3% | 441.3984 | 0.088805 | 15.01% | 9.231% | 0.3729% | 0.3547%
534 | 138595.9544 | 2245.4414 | 140841.3959 | 136849.9507 | 101.3% | 1746.0037 | 240.3009 | 0.060314 | 16.1% | 10.27% | 1.462% | 1.389% | 12156.2295 | 1788.5838 | 140384.5383 | 137362.4824 | 139108.4862 | 512.5317 | 101.3% | 1746.0037 | 0.060439 | 16.09% | 10.26% | 1.457% | 1.384%
535 | 132105.2996 | 7281.3945 | 139386.6941 | 128952.6931 | 102.4% | 3152.6066 | 168.9274 | 0.036045 | 17.44% | 11.54% | 2.802% | 2.662% | 8145.4155 | 3309.7053 | 135415.0049 | 132223.1951 | 135375.8016 | 3270.502 | 102.4% | 3152.6066 | 0.037154 | 17.37% | 11.47% | 2.733% | 2.596%
536 | 131574.8792 | 5099.8015 | 136674.6807 | 129282.7611 | 101.8% | 2292.1181 | 194.9129 | 0.048364 | 16.67% | 10.81% | 2.032% | 1.93% | 9360.6579 | 4164.241 | 135739.1202 | 132299.208 | 134591.3261 | 3016.4468 | 101.7% | 2292.1181 | 0.049105 | 16.62% | 10.76% | 1.986% | 1.886%
537 | 138226.3641 | 3787.9811 | 142014.3452 | 137789.6196 | 100.3% | 436.7444 | 342.7852 | 0.089108 | 15% | 9.221% | 0.3628% | 0.3451% | 17294.41 | 4856.9378 | 143083.3019 | 135247.3622 | 136955.2353 | -1271.1287 | 101.3% | 1707.8732 | 0.060659 | 16.08% | 10.25% | 1.447% | 1.375%
538 | 137523.2028 | 1383.2389 | 138906.4417 | 137479.9897 | 100% | 43.2131 | 373.3105 | 0.09892 | 14.67% | 8.91% | 0.03552% | 0.03422% | 18738.6802 | 1000 | 138523.2028 | 139494.832 | 138523.2028 | 1000 | 99.3% | -971.6292 | 0.13261 | 13.83% | 8.118% | -0.799% | -0.7584%
539 | 134445.5014 | 4309.1507 | 138754.6521 | 132555.832 | 101.4% | 1889.6695 | 224.2968 | 0.056368 | 16.27% | 10.43% | 1.634% | 1.552% | 11006.8291 | 1413.3753 | 135858.8768 | 132433.5728 | 134384.3719 | -61.1296 | 101.5% | 1950.799 | 0.055116 | 16.32% | 10.48% | 1.688% | 1.604%
540 | 125629.7225 | 7663.246 | 133292.9685 | 123236.9233 | 101.9% | 2392.7992 | 188.387 | 0.045271 | 16.86% | 10.99% | 2.225% | 2.114% | 8638.4583 | 1000 | 126629.7225 | 123500.6221 | 125893.4213 | 263.6988 | 101.9% | 2392.7992 | 0.045347 | 16.85% | 10.99% | 2.22% | 2.109%
541 | 135347.5161 | 6332.0475 | 141679.5636 | 134749.7914 | 100.4% | 597.7246 | 329.2593 | 0.084758 | 15.14% | 9.359% | 0.508% | 0.483% | 16266.0148 | 4053.094 | 139400.61 | 137998.9919 | 138596.7165 | 3249.2004 | 100.4% | 597.7246 | 0.085116 | 15.13% | 9.348% | 0.496% | 0.4716%
542 | 141520.2472 | 3931.118 | 145451.3652 | 140803.2996 | 100.5% | 716.9476 | 322.2425 | 0.082503 | 15.22% | 9.431% | 0.5832% | 0.5544% | 16645.4024 | 1737.2809 | 143257.5282 | 141710.7795 | 142427.7272 | 907.4799 | 100.5% | 716.9476 | 0.082615 | 15.21% | 9.427% | 0.5794% | 0.5508%
543 | 135541.2363 | 3098.0854 | 138639.3217 | 135803.5497 | 99.81% | -262.3133 | 397.3067 | 0.10781 | 14.41% | 8.666% | -0.2219% | -0.2103% | 19655.7767 | 1000 | 136541.2363 | 134246.6668 | 134762.7949 | -778.4414 | 100.4% | 516.1281 | 0.086789 | 15.07% | 9.295% | 0.4402% | 0.4186%
544 | 132382.4735 | 4564.9129 | 136947.3864 | 131511.8008 | 100.7% | 870.6727 | 305.9 | 0.077251 | 15.39% | 9.597% | 0.7584% | 0.7208% | 14780.9662 | 4388.5157 | 136770.9892 | 132402.045 | 133272.7177 | 890.2442 | 100.7% | 870.6727 | 0.077404 | 15.39% | 9.592% | 0.7533% | 0.716%
545 | 129656.2963 | 6595.6457 | 136251.9419 | 127864.7241 | 101.4% | 1791.5721 | 226.9044 | 0.057011 | 16.24% | 10.4% | 1.606% | 1.526% | 10738.1502 | 2454.5492 | 132110.8454 | 126155.9973 | 128801.9328 | -854.3634 | 102.1% | 2645.9356 | 0.042415 | 17.04% | 11.16% | 2.404% | 2.284%
546 | 138627.5267 | 6514.4063 | 145141.933 | 136518.2162 | 101.5% | 2109.3105 | 211.5273 | 0.053217 | 16.4% | 10.56% | 1.771% | 1.682% | 10703.0815 | 5571.1007 | 144198.6275 | 140330.906 | 142440.2166 | 3812.6898 | 101.5% | 2109.3105 | 0.054324 | 16.36% | 10.51% | 1.723% | 1.637%
547 | 135193.3798 | 5292.7215 | 140486.1013 | 133711.6864 | 101.1% | 1481.6934 | 258.226 | 0.064735 | 15.9% | 10.08% | 1.27% | 1.206% | 12742.3114 | 5694.6562 | 140888.036 | 132045.6979 | 134360.3855 | -832.9943 | 101.8% | 2314.6876 | 0.048731 | 16.64% | 10.78% | 2.009% | 1.909%
548 | 133577.5855 | 4097.4719 | 137675.0574 | 131280.7568 | 101.7% | 2296.8287 | 195.8178 | 0.048793 | 16.64% | 10.78% | 2.005% | 1.905% | 9547.255 | 5880.1738 | 139457.7593 | 132457.6859 | 134754.5146 | 1176.9291 | 101.7% | 2296.8287 | 0.049078 | 16.62% | 10.76% | 1.987% | 1.888%
549 | 133324.8569 | 6249.6027 | 139574.4596 | 130857.4703 | 101.9% | 2467.3866 | 190.5575 | 0.046299 | 16.79% | 10.93% | 2.161% | 2.053% | 9273.21 | 3970.8686 | 137295.7255 | 136717.4327 | 137295.7255 | 3970.8686 | 100.4% | 578.2928 | 0.085465 | 15.12% | 9.337% | 0.4844% | 0.4605%
550 | 135524.8518 | 2889.0174 | 138413.8692 | 134793.5007 | 100.5% | 731.3512 | 318.6695 | 0.081356 | 15.25% | 9.467% | 0.6215% | 0.5907% | 15763.4857 | 1696.0715 | 137220.9234 | 137086.2672 | 137220.9234 | 1696.0715 | 100.1% | 134.6562 | 0.096625 | 14.75% | 8.983% | 0.1121% | 0.1069%
551 | 139678.7043 | 4169.5136 | 143848.2178 | 138947.5405 | 100.5% | 731.1638 | 320.4212 | 0.081918 | 15.24% | 9.449% | 0.6027% | 0.5729% | 16335.9446 | 4289.4345 | 143968.1387 | 141030.7601 | 141761.9238 | 2083.2196 | 100.5% | 731.1638 | 0.082185 | 15.23% | 9.441% | 0.5938% | 0.5645%
552 | 138143.5742 | 4933.6991 | 143077.2733 | 135457.4731 | 102% | 2686.1011 | 186.789 | 0.044513 | 16.91% | 11.04% | 2.273% | 2.159% | 9418.3494 | 5226.5554 | 143370.1296 | 134285.0126 | 137557.344 | -586.2302 | 102.4% | 3272.3313 | 0.03619 | 17.43% | 11.53% | 2.793% | 2.653%
553 | 134177.9013 | 4939.2441 | 139117.1453 | 130444.0936 | 102.9% | 3733.8076 | 152.7758 | 0.030454 | 17.91% | 11.99% | 3.281% | 3.116% | 7482.1858 | 3317.7231 | 137495.6243 | 129129.1799 | 133520.4444 | -657.4569 | 103.4% | 4391.2645 | 0.023758 | 18.53% | 12.58% | 3.898% | 3.703%
554 | 131191.0246 | 6859.6614 | 138050.686 | 129357.1113 | 101.4% | 1833.9133 | 225.1328 | 0.056575 | 16.26% | 10.42% | 1.625% | 1.544% | 10780.4239 | 1000 | 132191.0246 | 127202.5496 | 130113.7437 | -1077.2808 | 102.3% | 2911.1941 | 0.038908 | 17.26% | 11.37% | 2.623% | 2.492%
555 | 136085.8536 | 5538.3778 | 141624.2313 | 135814.6267 | 100.2% | 271.2269 | 355.3257 | 0.093138 | 14.86% | 9.094% | 0.2284% | 0.2174% | 17649.5029 | 3569.9045 | 139655.7581 | 137084.8734 | 137356.1003 | 1270.2467 | 100.2% | 271.2269 | 0.093201 | 14.86% | 9.092% | 0.2263% | 0.2154%
556 | 126652.9958 | 7237.314 | 133890.3098 | 124592.3222 | 101.7% | 2060.6736 | 199.8925 | 0.050546 | 16.53% | 10.68% | 1.895% | 1.801% | 9240.6984 | 7320.595 | 133973.5908 | 125085.6249 | 127146.2986 | 493.3028 | 101.6% | 2060.6736 | 0.050666 | 16.52% | 10.67% | 1.888% | 1.794%
557 | 136100.5493 | 5538.9758 | 141639.5251 | 134311.0456 | 101.3% | 1789.5037 | 234.2596 | 0.058825 | 16.16% | 10.33% | 1.527% | 1.451% | 11637.2429 | 1513.9083 | 137614.4576 | 135741.3824 | 137530.8861 | 1430.3368 | 101.3% | 1789.5037 | 0.059195 | 16.14% | 10.31% | 1.511% | 1.435%
558 | 135113.4596 | 6647.7782 | 141761.2378 | 133789.1748 | 101% | 1324.2848 | 270.8661 | 0.067853 | 15.77% | 9.954% | 1.134% | 1.078% | 13358.1424 | 5049.5123 | 140162.9719 | 132246.7224 | 134342.2333 | -771.2262 | 101.6% | 2095.511 | 0.052177 | 16.45% | 10.6% | 1.816% | 1.725%
559 | 134776.5722 | 3216.5922 | 137993.1643 | 134366.5304 | 100.3% | 410.0417 | 344.0492 | 0.089514 | 14.98% | 9.208% | 0.3493% | 0.3323% | 16924.9648 | 4183.2926 | 138959.8648 | 137430.8218 | 137840.8635 | 3064.2913 | 100.3% | 410.0417 | 0.089748 | 14.97% | 9.201% | 0.3415% | 0.3248%
560 | 130469.2163 | 4782.7339 | 135251.9502 | 128738.4564 | 101.3% | 1730.7599 | 232.9757 | 0.058507 | 16.17% | 10.34% | 1.541% | 1.464% | 11094.5956 | 1000 | 131469.2163 | 128029.9225 | 130114.9493 | -354.2669 | 101.6% | 2085.0268 | 0.051017 | 16.5% | 10.65% | 1.866% | 1.773%
561 | 129956.6356 | 3854.1753 | 133810.8109 | 128591.2466 | 101.1% | 1365.389 | 263.1725 | 0.065956 | 15.85% | 10.03% | 1.217% | 1.156% | 12483.3709 | 2371.2712 | 132327.9068 | 132316.4193 | 132327.9068 | 2371.2712 | 100% | 11.4875 | 0.099702 | 14.64% | 8.886% | 0.009438% | 0.009452%
562 | 131574.793 | 7447.6298 | 139022.4228 | 128259.9601 | 102.6% | 3314.8329 | 163.5245 | 0.033957 | 17.6% | 11.69% | 2.962% | 2.814% | 7853.2319 | 2091.4832 | 133666.2762 | 126124.8268 | 130507.2263 | -1067.5666 | 103.5% | 4382.3995 | 0.02308 | 18.62% | 12.66% | 3.983% | 3.783%
563 | 134860.0477 | 5399.9084 | 140259.9561 | 132804.7786 | 101.5% | 2055.2691 | 211.2586 | 0.053151 | 16.41% | 10.56% | 1.774% | 1.685% | 10398.9762 | 4338.7232 | 139198.7709 | 134245.307 | 136300.5761 | 1440.5284 | 101.5% | 2055.2691 | 0.053589 | 16.39% | 10.54% | 1.754% | 1.667%
564 | 133715.3061 | 5182.7638 | 138898.0699 | 130119.0124 | 102.8% | 3596.2937 | 156.5861 | 0.031696 | 17.8% | 11.89% | 3.168% | 3.009% | 7642.3557 | 2320.1331 | 136035.4392 | 133529.9055 | 136035.4392 | 2320.1331 | 101.9% | 2505.5337 | 0.046467 | 16.78% | 10.92% | 2.15% | 2.043%
565 | 136768.3328 | 1529.0494 | 138297.3822 | 138193.6964 | 98.97% | -1425.3636 | 486.912 | 0.14981 | 13.45% | 7.753% | -1.183% | -1.123% | 24306.8606 | 1000 | 137768.3328 | 135700.9395 | 135521.9544 | -1246.3785 | 99.87% | -178.9851 | 0.10479 | 14.48% | 8.733% | -0.1517% | -0.1436%
566 | 141631.5217 | 3890.9726 | 145522.4943 | 140256.7303 | 101% | 1374.7914 | 271.9012 | 0.068107 | 15.76% | 9.943% | 1.123% | 1.067% | 14056.0675 | 1685.6687 | 143317.1904 | 138191.1908 | 140598.752 | -1032.7697 | 101.7% | 2407.5611 | 0.048928 | 16.63% | 10.77% | 1.997% | 1.897%
567 | 133422.2371 | 4050.2462 | 137472.4833 | 132361.9967 | 100.8% | 1060.2404 | 291.0504 | 0.07283 | 15.55% | 9.748% | 0.9177% | 0.8721% | 14173.8965 | 3075.758 | 136497.9951 | 129084.1677 | 131783.3226 | -1638.9145 | 102.1% | 2699.1549 | 0.042532 | 17.03% | 11.15% | 2.396% | 2.277%
568 | 137202.9316 | 6236.4969 | 143439.4285 | 136198.355 | 100.7% | 1004.5767 | 297.8283 | 0.074655 | 15.48% | 9.679% | 0.845% | 0.8031% | 14914.962 | 1000 | 138202.9316 | 133744.3429 | 135975.9256 | -1227.006 | 101.7% | 2231.5827 | 0.050278 | 16.55% | 10.69% | 1.912% | 1.817%
569 | 136008.495 | 4722.1157 | 140730.6106 | 135848.3634 | 100.1% | 160.1316 | 364.0643 | 0.09595 | 14.77% | 9.005% | 0.1346% | 0.1283% | 18073.28 | 3033.9518 | 139042.4467 | 134942.4932 | 135555.5599 | -452.9351 | 100.5% | 613.0667 | 0.084389 | 15.15% | 9.371% | 0.5203% | 0.4946%
570 | 130287.415 | 5750.9791 | 136038.3941 | 128640.4257 | 101.3% | 1646.9893 | 239.8232 | 0.060197 | 16.1% | 10.27% | 1.467% | 1.394% | 11404.7701 | 2129.2191 | 132416.6341 | 129807.8001 | 131454.7895 | 1167.3745 | 101.3% | 1646.9893 | 0.0605 | 16.09% | 10.26% | 1.454% | 1.381%
571 | 134605.9768 | 5815.1307 | 140421.1075 | 132664.7035 | 101.5% | 1941.2733 | 220.2659 | 0.055373 | 16.31% | 10.47% | 1.677% | 1.593% | 10821.9244 | 1594.3272 | 136200.3039 | 130155.0621 | 133351.1561 | -1254.8207 | 102.5% | 3196.0939 | 0.035846 | 17.45% | 11.55% | 2.814% | 2.674%
572 | 131782.2793 | 2995.0518 | 134777.3311 | 134680.1566 | 97.85% | -2897.8773 | 488.6836 | 0.22932 | 12.17% | 6.534% | -2.467% | -2.343% | 23505.9399 | 1164.8887 | 132947.168 | 138296.0651 | 132947.168 | 1164.8887 | 96.13% | -5348.8972 | 0.41928 | 10.2% | 4.665% | -4.434% | -4.211%
573 | 130281.8045 | 6364.4585 | 136646.263 | 128573.7725 | 101.3% | 1708.032 | 234.6776 | 0.058928 | 16.16% | 10.32% | 1.522% | 1.446% | 11159.5906 | 4267.1744 | 134548.9789 | 129692.0703 | 131400.1023 | 1118.2978 | 101.3% | 1708.032 | 0.05923 | 16.14% | 10.31% | 1.509% | 1.434%
574 | 132879.6958 | 2952.8821 | 135832.578 | 132120.2363 | 100.6% | 759.4595 | 315.2258 | 0.080248 | 15.29% | 9.502% | 0.6584% | 0.6258% | 15288.794 | 1074.1874 | 133953.8832 | 131708.3833 | 132673.7693 | -205.9265 | 100.7% | 965.386 | 0.074813 | 15.47% | 9.674% | 0.8397% | 0.798%
575 | 136865.7022 | 3500.7256 | 140366.4279 | 135920.1658 | 100.7% | 945.5364 | 302.317 | 0.076096 | 15.43% | 9.634% | 0.7969% | 0.7574% | 15102.5413 | 4482.2924 | 141347.9946 | 133940.1658 | 135875.7022 | -990 | 101.4% | 1935.5364 | 0.055853 | 16.29% | 10.45% | 1.656% | 1.573%
576 | 129802.4482 | 4976.9291 | 134779.3773 | 127126.8046 | 102.1% | 2675.6436 | 182.0769 | 0.042281 | 17.05% | 11.17% | 2.412% | 2.292% | 8626.4215 | 1000 | 130802.4482 | 130681.5053 | 130802.4482 | 1000 | 100.1% | 120.943 | 0.09682 | 14.74% | 8.977% | 0.1056% | 0.1008%
577 | 129356.7994 | 5247.5055 | 134604.3048 | 127385.3998 | 101.5% | 1971.3995 | 211.2586 | 0.053151 | 16.41% | 10.56% | 1.774% | 1.685% | 9974.6241 | 4355.3135 | 133712.1128 | 127301.8769 | 129315.0379 | -41.7615 | 101.6% | 2013.161 | 0.05226 | 16.45% | 10.6% | 1.812% | 1.722%
578 | 140292.7968 | 5447.6525 | 145740.4493 | 136451.1204 | 102.8% | 3841.6764 | 154.5872 | 0.031046 | 17.86% | 11.94% | 3.227% | 3.065% | 7915.9286 | 2900.8366 | 143193.6334 | 135663.8153 | 139899.1442 | -393.6526 | 103.1% | 4235.329 | 0.027182 | 18.21% | 12.28% | 3.578% | 3.399%
579 | 134966.5555 | 5430.1573 | 140396.7128 | 132586.2113 | 101.8% | 2380.3442 | 194.0502 | 0.047954 | 16.69% | 10.83% | 2.058% | 1.955% | 9559.4536 | 1000 | 135966.5555 | 132399.92 | 134873.4099 | -93.1457 | 101.9% | 2473.4899 | 0.046617 | 16.77% | 10.91% | 2.141% | 2.034%
580 | 134064.3936 | 4539.3471 | 138603.7407 | 132131.0074 | 101.5% | 1933.3862 | 220.2759 | 0.055375 | 16.31% | 10.47% | 1.677% | 1.593% | 10778.8698 | 5170.0463 | 139234.4398 | 131919.1275 | 133958.4537 | -105.9399 | 101.5% | 2039.3261 | 0.053196 | 16.4% | 10.56% | 1.772% | 1.683%
581 | 134082.3574 | 4297.5115 | 138379.8688 | 132686.2131 | 101.1% | 1396.1443 | 264.1977 | 0.066209 | 15.84% | 10.02% | 1.206% | 1.146% | 12929.8498 | 1320.2184 | 135402.5758 | 131449.313 | 133463.9073 | -618.4501 | 101.5% | 2014.5943 | 0.053546 | 16.39% | 10.54% | 1.756% | 1.669%
582 | 132346.1151 | 6925.8416 | 139271.9567 | 130247.4986 | 101.6% | 2098.6165 | 204.4509 | 0.051473 | 16.48% | 10.63% | 1.847% | 1.754% | 9876.2719 | 1000 | 133346.1151 | 128457.7153 | 131451.2235 | -894.8916 | 102.3% | 2993.5081 | 0.038143 | 17.3% | 11.41% | 2.671% | 2.537%
583 | 128663.0321 | 9010.8622 | 137673.8943 | 127347.5963 | 101% | 1315.4358 | 266.2579 | 0.066717 | 15.82% | 10% | 1.184% | 1.125% | 12504.0054 | 5992.2796 | 134655.3116 | 125399.6708 | 127689.0693 | -973.9627 | 101.8% | 2289.3985 | 0.047397 | 16.73% | 10.86% | 2.092% | 1.988%
584 | 130641.0911 | 4338.3709 | 134979.462 | 129512.0965 | 100.9% | 1128.9946 | 283.4962 | 0.070966 | 15.63% | 9.825% | 0.9988% | 0.9491% | 13518.2318 | 3210.1751 | 133851.2661 | 127501.0204 | 129635.553 | -1005.5381 | 101.7% | 2134.5326 | 0.050176 | 16.55% | 10.7% | 1.919% | 1.823%
585 | 126833.4419 | 6192.1487 | 133025.5906 | 124834.545 | 101.6% | 1998.8969 | 205.5158 | 0.051737 | 16.47% | 10.62% | 1.835% | 1.743% | 9514.1921 | 3336.4668 | 130169.9087 | 123978.363 | 126405.3509 | -428.091 | 102% | 2426.9879 | 0.044978 | 16.88% | 11.01% | 2.244% | 2.131%
586 | 135325.8885 | 3075.5884 | 138401.4769 | 137299.6742 | 98.56% | -1973.7857 | 488.6836 | 0.17634 | 12.98% | 7.311% | -1.648% | -1.565% | 24138.0117 | 1850.9553 | 137176.8438 | 138118.8699 | 137176.8438 | 1850.9553 | 99.32% | -942.026 | 0.1319 | 13.85% | 8.134% | -0.7824% | -0.7426%
587 | 141792.6391 | 1541.2243 | 143333.8635 | 143002.6924 | 99.15% | -1210.0532 | 467.1059 | 0.13999 | 13.66% | 7.955% | -0.9705% | -0.9213% | 24174.7428 | 1339.3423 | 143131.9814 | 144458.5402 | 143131.9814 | 1339.3423 | 99.08% | -1326.5588 | 0.14354 | 13.58% | 7.876% | -1.053% | -0.9998%
588 | 129298.6931 | 4871.6433 | 134170.3364 | 127583.461 | 101.3% | 1715.2321 | 232.9757 | 0.058507 | 16.17% | 10.34% | 1.541% | 1.464% | 10995.0589 | 4255.8022 | 133554.4953 | 126149.5411 | 128581.7332 | -716.9599 | 101.9% | 2432.192 | 0.04552 | 16.84% | 10.98% | 2.21% | 2.099%
589 | 123988.8113 | 7876.5484 | 131865.3597 | 122430.4377 | 101.3% | 1558.3735 | 240.6194 | 0.060393 | 16.09% | 10.26% | 1.459% | 1.386% | 10889.4528 | 5641.8335 | 129630.6448 | 124821.586 | 126379.9595 | 2391.1482 | 101.2% | 1558.3735 | 0.061035 | 16.06% | 10.24% | 1.431% | 1.359%
590 | 139211.6607 | 3517.5563 | 142729.2171 | 137012.557 | 101.6% | 2199.1038 | 205.1177 | 0.051637 | 16.47% | 10.62% | 1.839% | 1.748% | 10422.4939 | 2973.6635 | 142185.3242 | 139083.5114 | 141282.6151 | 2070.9544 | 101.6% | 2199.1038 | 0.052267 | 16.45% | 10.6% | 1.812% | 1.721%
591 | 137513.8428 | 4231.1952 | 141745.0379 | 136143.6703 | 101% | 1370.1725 | 269.0945 | 0.067416 | 15.79% | 9.972% | 1.153% | 1.096% | 13506.5377 | 3903.0462 | 141416.889 | 138768.4845 | 140138.657 | 2624.8142 | 101% | 1370.1725 | 0.067918 | 15.76% | 9.951% | 1.131% | 1.075%
592 | 138945.981 | 6513.0929 | 145459.0739 | 135104.8358 | 102.8% | 3841.1452 | 153.5214 | 0.030697 | 17.89% | 11.97% | 3.259% | 3.095% | 7785.8809 | 2960.5913 | 141906.5723 | 135163.7882 | 139004.9334 | 58.9524 | 102.8% | 3841.1452 | 0.030712 | 17.89% | 11.97% | 3.257% | 3.094%
593 | 135251.7281 | 7107.5323 | 142359.2604 | 131755.1486 | 102.7% | 3496.5795 | 160.8376 | 0.033083 | 17.67% | 11.77% | 3.042% | 2.889% | 7940.051 | 3969.994 | 139221.7221 | 133848.7335 | 137345.313 | 2093.5848 | 102.6% | 3496.5795 | 0.033606 | 17.63% | 11.72% | 2.994% | 2.844%
594 | 130443.9808 | 4324.4355 | 134768.4163 | 128562.8058 | 101.5% | 1881.1751 | 220.2759 | 0.055375 | 16.31% | 10.47% | 1.677% | 1.593% | 10487.7861 | 1000 | 131443.9808 | 129037.8904 | 130919.0654 | 475.0846 | 101.5% | 1881.1751 | 0.055517 | 16.3% | 10.46% | 1.671% | 1.587%
595 | 134227.8337 | 4302.1742 | 138530.0079 | 131052.0274 | 102.4% | 3175.8063 | 169.7575 | 0.036438 | 17.41% | 11.51% | 2.777% | 2.638% | 8316.9551 | 1000 | 135227.8337 | 130205.8186 | 133804.7294 | -423.1044 | 102.8% | 3598.9107 | 0.031694 | 17.8% | 11.89% | 3.168% | 3.009%
596 | 137561.867 | 5324.9755 | 142886.8424 | 137487.048 | 100.1% | 74.8189 | 370.8521 | 0.09813 | 14.7% | 8.935% | 0.06187% | 0.05925% | 18620.5147 | 1000 | 138561.867 | 140942.9056 | 138561.867 | 1000 | 98.31% | -2381.0387 | 0.19279 | 12.7% | 7.037% | -1.937% | -1.839%
597 | 131715.0257 | 7439.072 | 139154.0976 | 130758.0207 | 100.7% | 957.0049 | 298.4354 | 0.074851 | 15.47% | 9.673% | 0.8385% | 0.7969% | 14347.5745 | 3208.6927 | 134923.7183 | 134609.966 | 134923.7183 | 3208.6927 | 100.2% | 313.7523 | 0.091991 | 14.9% | 9.13% | 0.2667% | 0.2538%
598 | 130499.9672 | 5859.867 | 136359.8342 | 128850.291 | 101.3% | 1649.6763 | 239.8232 | 0.060197 | 16.1% | 10.27% | 1.467% | 1.394% | 11423.376 | 4473.6594 | 134973.6266 | 130697.0652 | 132346.7415 | 1846.7742 | 101.3% | 1649.6763 | 0.060673 | 16.08% | 10.25% | 1.446% | 1.374%
599 | 131889.3467 | 5367.5897 | 137256.9364 | 130124.4065 | 101.4% | 1764.9402 | 231.6918 | 0.058192 | 16.19% | 10.35% | 1.554% | 1.477% | 11153.5509 | 3731.558 | 135620.9047 | 128726.9912 | 131190.6391 | -698.7076 | 101.9% | 2463.6479 | 0.04578 | 16.83% | 10.96% | 2.193% | 2.084%
600 | 137875.2887 | 6404.3867 | 144279.6754 | 136610.1521 | 100.9% | 1265.1366 | 277.6837 | 0.069533 | 15.69% | 9.884% | 1.061% | 1.008% | 13974.29 | 3089.5312 | 140964.8199 | 132664.8231 | 135902.6242 | -1972.6645 | 102.4% | 3237.8011 | 0.036121 | 17.43% | 11.53% | 2.797% | 2.657%
601 | 134456.7562 | 5473.9407 | 139930.6968 | 132813.8222 | 101.2% | 1642.934 | 244.4513 | 0.061338 | 16.05% | 10.22% | 1.418% | 1.347% | 11996.8655 | 5231.2621 | 139688.0182 | 136482.7668 | 138125.7008 | 3668.9447 | 101.2% | 1642.934 | 0.062214 | 16.01% | 10.19% | 1.379% | 1.311%
602 | 127232.0215 | 9350.6551 | 136582.6766 | 124381.6546 | 102.3% | 2850.3669 | 174.8512 | 0.038853 | 17.26% | 11.37% | 2.626% | 2.495% | 8120.0343 | 5924.3094 | 133156.331 | 126251.5233 | 129101.8903 | 1869.8687 | 102.3% | 2850.3669 | 0.039475 | 17.22% | 11.33% | 2.588% | 2.458%
603 | 130237.4963 | 8213.5536 | 138451.0499 | 128600.5851 | 101.3% | 1636.9112 | 240.6194 | 0.060393 | 16.09% | 10.26% | 1.459% | 1.386% | 11438.2504 | 1000 | 131237.4963 | 127739.3665 | 129806.887 | -430.6093 | 101.6% | 2067.5205 | 0.051281 | 16.49% | 10.64% | 1.855% | 1.762%
604 | 128718.0659 | 6811.0715 | 135529.1373 | 125691.2268 | 102.4% | 3026.8391 | 170.3426 | 0.036716 | 17.39% | 11.5% | 2.76% | 2.622% | 8003.0499 | 4042.6262 | 132760.692 | 126431.2332 | 129458.0723 | 740.0065 | 102.4% | 3026.8391 | 0.036975 | 17.38% | 11.48% | 2.744% | 2.607%
605 | 145112.9825 | 3132.5945 | 148245.577 | 144473.6024 | 100.4% | 639.3801 | 329.3687 | 0.084793 | 15.14% | 9.358% | 0.5068% | 0.4818% | 17445.4237 | 1000 | 146112.9825 | 141623.5993 | 143687.9809 | -1425.0015 | 101.5% | 2064.3816 | 0.055522 | 16.3% | 10.46% | 1.67% | 1.587%
606 | 137256.8011 | 1469.4812 | 138726.2823 | 137118.4885 | 100.1% | 138.3126 | 365.8857 | 0.096534 | 14.75% | 8.986% | 0.1151% | 0.1098% | 18330.4074 | 1000 | 138256.8011 | 135344.9292 | 136370.0214 | -886.7796 | 100.8% | 1025.0922 | 0.07398 | 15.5% | 9.701% | 0.8677% | 0.8246%
607 | 135333.5457 | 3255.8974 | 138589.4432 | 134905.9415 | 100.3% | 427.6042 | 342.7852 | 0.089108 | 15% | 9.221% | 0.3628% | 0.3451% | 16932.4705 | 2248.8591 | 137582.4049 | 135891.3614 | 136318.9656 | 985.4198 | 100.3% | 427.6042 | 0.089187 | 14.99% | 9.219% | 0.3602% | 0.3426%
608 | 134753.2552 | 4189.2599 | 138942.5151 | 132809.9347 | 101.5% | 1943.3205 | 220.2759 | 0.055375 | 16.31% | 10.47% | 1.677% | 1.593% | 10834.2547 | 2983.897 | 137737.1522 | 131933.8663 | 134315.221 | -438.0342 | 101.8% | 2381.3547 | 0.047777 | 16.7% | 10.84% | 2.069% | 1.965%
609 | 133342.7345 | 4273.8056 | 137616.5401 | 130574.7255 | 102.1% | 2768.009 | 181.4946 | 0.042003 | 17.06% | 11.18% | 2.43% | 2.308% | 8833.3596 | 4897.9139 | 138240.6484 | 130981.824 | 133749.833 | 407.0985 | 102.1% | 2768.009 | 0.042123 | 17.06% | 11.18% | 2.422% | 2.301%
610 | 134793.0329 | 4320.2895 | 139113.3224 | 135452.1519 | 99.51% | -659.119 | 428.678 | 0.12227 | 14.08% | 8.346% | -0.5583% | -0.5298% | 21090.7253 | 1031.7717 | 135824.8046 | 135679.3213 | 135679.3213 | 886.2884 | 100% | 0 | 0.1 | 14.63% | 8.876% | -0.0005144% | 0%
611 | 127474.4021 | 7879.4598 | 135353.8619 | 126358.0777 | 100.9% | 1116.3244 | 282.2421 | 0.070657 | 15.65% | 9.838% | 1.012% | 0.9619% | 13132.2063 | 2765.6473 | 130240.0494 | 126296.1034 | 127443.415 | -30.9871 | 100.9% | 1147.3115 | 0.069999 | 15.67% | 9.865% | 1.041% | 0.9891%
612 | 131492.7541 | 6841.7785 | 138334.5325 | 129363.0918 | 101.6% | 2129.6623 | 200.7086 | 0.050687 | 16.52% | 10.67% | 1.887% | 1.792% | 9632.9809 | 7497.441 | 138990.1951 | 127942.9254 | 130782.6709 | -710.0832 | 102.2% | 2839.7455 | 0.040175 | 17.18% | 11.29% | 2.544% | 2.417%
613 | 134687.6487 | 3870.3347 | 138557.9835 | 134011.4633 | 100.5% | 676.1854 | 322.7402 | 0.082662 | 15.21% | 9.426% | 0.5779% | 0.5494% | 15866.2268 | 1000 | 135687.6487 | 136654.7675 | 135687.6487 | 1000 | 99.29% | -967.1188 | 0.13316 | 13.82% | 8.106% | -0.8118% | -0.7705%
614 | 132788.3868 | 3793.9539 | 136582.3407 | 132942.1539 | 99.88% | -153.7671 | 389.026 | 0.10399 | 14.5% | 8.75% | -0.1331% | -0.1259% | 18855.2176 | 1967.621 | 134756.0078 | 135617.1564 | 134756.0078 | 1967.621 | 99.37% | -861.1486 | 0.12958 | 13.9% | 8.185% | -0.7284% | -0.6913%
615 | 128047.5607 | 5117.6731 | 133165.2337 | 126482.941 | 101.2% | 1564.6197 | 244.4513 | 0.061338 | 16.05% | 10.22% | 1.418% | 1.347% | 11425.0069 | 2927.0037 | 130974.5644 | 129931.8921 | 130974.5644 | 2927.0037 | 100.8% | 1042.6723 | 0.072792 | 15.55% | 9.75% | 0.9194% | 0.8737%
616 | 148925.3395 | 2468.3758 | 151393.7153 | 148832.1609 | 100.1% | 93.1786 | 369.9763 | 0.097849 | 14.7% | 8.944% | 0.07125% | 0.06816% | 20111.0768 | 2941.6618 | 151867.0013 | 146031.3877 | 147524.9529 | -1400.3866 | 101% | 1493.5652 | 0.066985 | 15.81% | 9.99% | 1.172% | 1.114%
617 | 132676.3081 | 7093.5051 | 139769.8132 | 131129.2455 | 101.2% | 1547.0627 | 250.5623 | 0.062846 | 15.99% | 10.16% | 1.352% | 1.285% | 12133.9436 | 4516.8015 | 137193.1097 | 131110.8607 | 132667.1157 | -9.1924 | 101.2% | 1556.2551 | 0.062657 | 15.99% | 10.17% | 1.36% | 1.292%
618 | 134719.8803 | 7625.6536 | 142345.5339 | 131432.9306 | 102.5% | 3286.9496 | 166.7583 | 0.035016 | 17.5% | 11.6% | 2.866% | 2.723% | 8199.967 | 2828.602 | 137548.4823 | 131269.0524 | 134637.9412 | -81.9391 | 102.6% | 3368.8887 | 0.034185 | 17.57% | 11.67% | 2.941% | 2.794%
619 | 137591.6346 | 4736.7995 | 142328.4341 | 136028.5225 | 101.1% | 1563.1121 | 253.8467 | 0.063655 | 15.95% | 10.13% | 1.317% | 1.251% | 12748.4232 | 1000 | 138591.6346 | 140493.2779 | 138591.6346 | 1000 | 98.65% | -1901.6433 | 0.17085 | 13.08% | 7.403% | -1.552% | -1.474%
620 | 133746.5637 | 3664.0544 | 137410.6181 | 132391.8447 | 101% | 1354.719 | 267.293 | 0.066972 | 15.81% | 9.99% | 1.172% | 1.114% | 13048.5747 | 1316.079 | 135062.6427 | 134821.9508 | 135062.6427 | 1316.079 | 100.2% | 240.6919 | 0.093865 | 14.84% | 9.071% | 0.2041% | 0.1944%
621 | 133441.1156 | 3983.3169 | 137424.4325 | 132992.8081 | 100.3% | 448.3075 | 340.6353 | 0.088417 | 15.02% | 9.243% | 0.3859% | 0.367% | 16590.9875 | 2123.078 | 135564.1936 | 132986.9052 | 133438.1641 | -2.9515 | 100.3% | 451.259 | 0.08834 | 15.02% | 9.246% | 0.3885% | 0.3694%
622 | 138850.0473 | 4958.9303 | 143808.9776 | 136659.165 | 101.6% | 2190.8823 | 205.3168 | 0.051686 | 16.47% | 10.62% | 1.837% | 1.745% | 10405.5088 | 3320.2978 | 142170.3452 | 139959.55 | 142150.4323 | 3300.385 | 101.6% | 2190.8823 | 0.052682 | 16.43% | 10.58% | 1.794% | 1.704%
623 | 141619.8608 | 4401.5706 | 146021.4314 | 140494.4779 | 100.8% | 1125.3828 | 291.0504 | 0.07283 | 15.55% | 9.748% | 0.9177% | 0.8721% | 15044.7578 | 6454.5972 | 148074.4579 | 141539.1231 | 142664.5059 | 1044.6451 | 100.8% | 1125.3828 | 0.072986 | 15.54% | 9.742% | 0.9109% | 0.8657%
624 | 137303.9328 | 6827.9235 | 144131.8562 | 135611.5736 | 101.2% | 1692.3591 | 243.2768 | 0.06105 | 16.06% | 10.23% | 1.43% | 1.359% | 12192.0462 | 5618.7831 | 142922.7158 | 134282.7244 | 136639.5081 | -664.4246 | 101.8% | 2356.7837 | 0.048691 | 16.64% | 10.79% | 2.011% | 1.911%
625 | 132240.876 | 7019.5767 | 139260.4527 | 131280.0503 | 100.7% | 960.8256 | 298.4354 | 0.074851 | 15.47% | 9.673% | 0.8385% | 0.7969% | 14404.8548 | 6037.3706 | 138278.2466 | 129345.2595 | 131273.4805 | -967.3954 | 101.5% | 1928.221 | 0.054649 | 16.34% | 10.5% | 1.708% | 1.623%
626 | 136557.3184 | 4063.1862 | 140620.5047 | 135377.1961 | 100.9% | 1180.1224 | 283.4962 | 0.070966 | 15.63% | 9.825% | 0.9988% | 0.9491% | 14130.42 | 1466.912 | 138024.2305 | 138146.9311 | 138024.2305 | 1466.912 | 99.91% | -122.7006 | 0.10307 | 14.53% | 8.779% | -0.1023% | -0.0967%
627 | 126207.2912 | 6087.8055 | 132295.0968 | 124218.2624 | 101.6% | 1989.0288 | 205.5158 | 0.051737 | 16.47% | 10.62% | 1.835% | 1.743% | 9467.2225 | 3359.3521 | 129566.6433 | 125399.5496 | 127388.5784 | 1181.2872 | 101.6% | 1989.0288 | 0.052135 | 16.45% | 10.6% | 1.818% | 1.727%
628 | 141814.861 | 4051.8532 | 145866.7142 | 141640.765 | 100.1% | 174.096 | 363.5268 | 0.095776 | 14.77% | 9.01% | 0.1404% | 0.1338% | 18817.0302 | 1000 | 142814.861 | 141463.0525 | 141726.0048 | -88.8563 | 100.2% | 262.9523 | 0.093613 | 14.85% | 9.079% | 0.2126% | 0.2024%
629 | 138207.935 | 3817.8988 | 142025.8338 | 137557.4491 | 100.5% | 650.4859 | 326.1241 | 0.083751 | 15.17% | 9.391% | 0.5416% | 0.5149% | 16451.624 | 1000 | 139207.935 | 139040.342 | 139207.935 | 1000 | 100.1% | 167.5931 | 0.095858 | 14.77% | 9.007% | 0.1377% | 0.1312%
630 | 134570.5057 | 4697.0263 | 139267.532 | 132785.3395 | 101.3% | 1785.1662 | 232.9757 | 0.058507 | 16.17% | 10.34% | 1.541% | 1.464% | 11443.3533 | 3320.4329 | 137890.9386 | 137271.639 | 137890.9386 | 3320.4329 | 100.5% | 619.2996 | 0.084498 | 15.15% | 9.367% | 0.5167% | 0.4912%
631 | 134888.0375 | 3705.7153 | 138593.7528 | 133569.9697 | 101% | 1318.0678 | 271.1945 | 0.067933 | 15.76% | 9.951% | 1.131% | 1.074% | 13352.0264 | 3068.4119 | 137956.4494 | 133885.3973 | 135203.4651 | 315.4276 | 101% | 1318.0678 | 0.067995 | 15.76% | 9.948% | 1.128% | 1.072%
632 | 129670.1526 | 6190.5449 | 135860.6975 | 126836.7658 | 102.2% | 2833.3868 | 177.0806 | 0.039912 | 17.19% | 11.31% | 2.56% | 2.432% | 8381.1557 | 3395.6662 | 133065.8188 | 129042.8492 | 131876.236 | 2206.0834 | 102.2% | 2833.3868 | 0.040612 | 17.15% | 11.27% | 2.516% | 2.391%
633 | 144685.108 | 1669.0916 | 146354.1996 | 144475.9707 | 100.1% | 209.1373 | 361.1979 | 0.095026 | 14.8% | 9.034% | 0.1654% | 0.1576% | 19074.883 | 1000 | 145685.108 | 144859.7078 | 145068.8452 | 383.7371 | 100.1% | 209.1373 | 0.095039 | 14.8% | 9.033% | 0.165% | 0.1572%
634 | 140937.265 | 4336.5312 | 145273.7963 | 139361.9401 | 101.1% | 1575.325 | 255.8473 | 0.064148 | 15.93% | 10.11% | 1.295% | 1.231% | 13161.3203 | 5470.9889 | 146408.2539 | 138555.3001 | 140533.945 | -403.32 | 101.4% | 1978.645 | 0.056302 | 16.27% | 10.43% | 1.637% | 1.555%
635 | 136413.8235 | 3674.7003 | 140088.5237 | 135982.806 | 100.3% | 431.0175 | 342.7852 | 0.089108 | 15% | 9.221% | 0.3628% | 0.3451% | 17067.6312 | 4459.1342 | 140872.9577 | 135456.3375 | 136150.5892 | -263.2342 | 100.5% | 694.2517 | 0.082388 | 15.22% | 9.434% | 0.587% | 0.558%
636 | 136321.7455 | 3867.2836 | 140189.0291 | 134499.1976 | 101.4% | 1822.548 | 231.8311 | 0.058226 | 16.19% | 10.35% | 1.553% | 1.475% | 11535.3209 | 1883.9557 | 138205.7012 | 133820.9388 | 135982.6161 | -339.1294 | 101.6% | 2161.6774 | 0.051365 | 16.48% | 10.63% | 1.851% | 1.759%
637 | 134372.5677 | 4306.8131 | 138679.3807 | 132424.3144 | 101.5% | 1948.2533 | 219.4199 | 0.055164 | 16.32% | 10.48% | 1.686% | 1.602% | 10761.6666 | 1000 | 135372.5677 | 129866.2059 | 133093.5134 | -1279.0542 | 102.5% | 3227.3075 | 0.035305 | 17.48% | 11.58% | 2.848% | 2.706%
638 | 130722.0684 | 5060.2091 | 135782.2775 | 130854.1843 | 99.9% | -132.1158 | 387.4534 | 0.10348 | 14.52% | 8.766% | -0.1163% | -0.1099% | 18486.78 | 1000 | 131722.0684 | 130509.3804 | 130549.6665 | -172.402 | 100% | 40.2861 | 0.098939 | 14.67% | 8.91% | 0.03487% | 0.03361%
639 | 139275.9739 | 5001.9729 | 144277.9468 | 139111.9953 | 100.1% | 163.9786 | 364.0643 | 0.09595 | 14.77% | 9.005% | 0.1346% | 0.1283% | 18507.474 | 4283.4874 | 143559.4613 | 138124.5392 | 138782.2458 | -493.7281 | 100.5% | 657.7067 | 0.083638 | 15.18% | 9.395% | 0.5453% | 0.5184%
640 | 133734.8401 | 6044.5125 | 139779.3527 | 132015.3749 | 101.3% | 1719.4652 | 237.4544 | 0.059612 | 16.13% | 10.29% | 1.493% | 1.418% | 11590.9148 | 5454.683 | 139189.5231 | 130432.7891 | 132943.5472 | -791.2929 | 101.9% | 2510.7581 | 0.045577 | 16.84% | 10.97% | 2.206% | 2.096%
641 | 136175.0721 | 5416.7478 | 141591.8198 | 134385.5096 | 101.3% | 1789.5625 | 234.3292 | 0.058843 | 16.16% | 10.33% | 1.526% | 1.45% | 11647.0778 | 2305.85 | 138480.9221 | 130315.1474 | 134139.891 | -2035.1811 | 102.9% | 3824.7436 | 0.029538 | 18% | 12.07% | 3.364% | 3.196%
642 | 136866.0442 | 4719.5188 | 141585.563 | 135957.7794 | 100.7% | 908.2648 | 305.263 | 0.077044 | 15.4% | 9.604% | 0.7653% | 0.7273% | 15249.7515 | 3752.1769 | 140618.2211 | 135359.3025 | 136566.8058 | -299.2384 | 100.9% | 1207.5032 | 0.07043 | 15.66% | 9.847% | 1.022% | 0.9713%
643 | 127684.7194 | 8365.5682 | 136050.2876 | 125767.6553 | 101.5% | 1917.0642 | 213.7468 | 0.053765 | 16.38% | 10.54% | 1.747% | 1.66% | 9961.6536 | 3984.6684 | 131669.3878 | 125374.6804 | 127488.232 | -196.4874 | 101.7% | 2113.5516 | 0.049962 | 16.57% | 10.71% | 1.932% | 1.835%
644 | 126982.0347 | 8074.0022 | 135056.0369 | 124495.0318 | 102% | 2487.0028 | 186.2209 | 0.044243 | 16.92% | 11.05% | 2.289% | 2.175% | 8631.0478 | 4245.9146 | 131227.9493 | 124713.693 | 127200.6959 | 218.6612 | 102% | 2487.0028 | 0.044307 | 16.92% | 11.05% | 2.285% | 2.171%
645 | 134140.5441 | 5095.2838 | 139235.8279 | 132699.831 | 101.1% | 1440.7131 | 260.6246 | 0.065326 | 15.88% | 10.06% | 1.244% | 1.182% | 12760.5191 | 1026.0777 | 135166.6217 | 132607.3093 | 134094.2833 | -46.2608 | 101.1% | 1486.9739 | 0.064387 | 15.92% | 10.1% | 1.285% | 1.221%
646 | 143615.1174 | 1759.5255 | 145374.6429 | 141805.8833 | 101.3% | 1809.2341 | 240.3009 | 0.060314 | 16.1% | 10.27% | 1.462% | 1.389% | 12596.4595 | 1000 | 144615.1174 | 143488.3505 | 144615.1174 | 1000 | 100.8% | 1126.7669 | 0.073246 | 15.53% | 9.731% | 0.8997% | 0.855%
647 | 139960.9705 | 3145.8929 | 143106.8634 | 139344.2906 | 100.4% | 616.6799 | 329.3687 | 0.084793 | 15.14% | 9.358% | 0.5068% | 0.4818% | 16826.0509 | 2658.4683 | 142619.4388 | 138878.0772 | 139727.8638 | -233.1067 | 100.6% | 849.7866 | 0.078974 | 15.33% | 9.542% | 0.7009% | 0.6662%
648 | 140432.1866 | 6110.3076 | 146542.4942 | 136586.6932 | 102.8% | 3845.4933 | 154.5872 | 0.031046 | 17.86% | 11.94% | 3.227% | 3.065% | 7923.7936 | 5484.8138 | 145917.0003 | 139666.3257 | 143511.8191 | 3079.6325 | 102.8% | 3845.4933 | 0.031828 | 17.79% | 11.87% | 3.156% | 2.998%
649 | 133212.1677 | 5888.6192 | 139100.7869 | 130862.7648 | 101.8% | 2349.4029 | 194.0502 | 0.047954 | 16.69% | 10.83% | 2.058% | 1.955% | 9435.1933 | 3136.7408 | 136348.9085 | 130415.197 | 132988.3838 | -223.7839 | 102% | 2573.1868 | 0.044694 | 16.89% | 11.02% | 2.261% | 2.148%
650 | 136144.8673 | 3862.2657 | 140007.1331 | 134546.0557 | 101.2% | 1598.8116 | 249.6566 | 0.062622 | 16% | 10.17% | 1.362% | 1.294% | 12406.1543 | 1000 | 137144.8673 | 134770.1092 | 136368.9208 | 224.0535 | 101.2% | 1598.8116 | 0.062674 | 15.99% | 10.17% | 1.359% | 1.292%
651 | 131157.6401 | 4203.7705 | 135361.4107 | 127850.9899 | 102.6% | 3306.6503 | 163.4523 | 0.033934 | 17.6% | 11.69% | 2.964% | 2.816% | 7824.8763 | 3940.1124 | 135097.7526 | 126032.8924 | 130248.5914 | -909.0487 | 103.3% | 4215.699 | 0.02437 | 18.47% | 12.52% | 3.834% | 3.642%
652 | 133486.1868 | 6067.5539 | 139553.7408 | 132041.8313 | 101.1% | 1444.3555 | 259.7488 | 0.065111 | 15.89% | 10.07% | 1.253% | 1.191% | 12655.5979 | 3313.4887 | 136799.6755 | 132844.3439 | 134288.6994 | 802.5126 | 101.1% | 1444.3555 | 0.065285 | 15.88% | 10.06% | 1.246% | 1.184%
653 | 131212.2007 | 7143.7503 | 138355.951 | 130258.8491 | 100.7% | 953.3515 | 298.4354 | 0.074851 | 15.47% | 9.673% | 0.8385% | 0.7969% | 14292.8023 | 3657.2833 | 134869.4839 | 129575.4351 | 130870.4937 | -341.707 | 101% | 1295.0586 | 0.067599 | 15.78% | 9.964% | 1.145% | 1.088%
654 | 135884.0372 | 3938.031 | 139822.0682 | 134709.7333 | 100.9% | 1174.3039 | 283.4962 | 0.070966 | 15.63% | 9.825% | 0.9988% | 0.9491% | 14060.7515 | 3304.782 | 139188.8192 | 134698.789 | 135878.565 | -5.4721 | 100.9% | 1179.776 | 0.070858 | 15.64% | 9.83% | 1.004% | 0.9536%
655 | 132318.1126 | 5566.5771 | 137884.6898 | 130409.8347 | 101.5% | 1908.2779 | 220.2659 | 0.055373 | 16.31% | 10.47% | 1.677% | 1.593% | 10637.9869 | 3701.0851 | 136019.1977 | 127918.5058 | 131072.4482 | -1245.6645 | 102.5% | 3153.9424 | 0.035663 | 17.46% | 11.56% | 2.826% | 2.684%
656 | 129080.1969 | 8348.6175 | 137428.8145 | 127669.9134 | 101.1% | 1410.2836 | 258.6042 | 0.064827 | 15.9% | 10.08% | 1.266% | 1.203% | 12183.9477 | 3879.8954 | 132960.0923 | 127178.2813 | 128834.3809 | -245.816 | 101.3% | 1656.0996 | 0.05962 | 16.13% | 10.29% | 1.492% | 1.418%
657 | 133879.6378 | 4332.3006 | 138211.9384 | 132740.5402 | 100.9% | 1139.0975 | 284.9493 | 0.071325 | 15.62% | 9.811% | 0.9832% | 0.9343% | 13924.3519 | 2988.6481 | 136868.2859 | 134701.1026 | 135840.2001 | 1960.5623 | 100.8% | 1139.0975 | 0.071654 | 15.6% | 9.797% | 0.9689% | 0.9207%
658 | 131182.3794 | 7539.2172 | 138721.5966 | 128959.8136 | 101.7% | 2222.5659 | 196.8272 | 0.049272 | 16.61% | 10.75% | 1.975% | 1.876% | 9424.3958 | 3343.9957 | 134526.3751 | 126774.7715 | 130089.8584 | -1092.521 | 102.6% | 3315.0869 | 0.033573 | 17.63% | 11.72% | 2.997% | 2.847%
659 | 133378.4927 | 3918.468 | 137296.9607 | 131977.152 | 101.1% | 1401.3407 | 263.1725 | 0.065956 | 15.85% | 10.03% | 1.217% | 1.156% | 12812.0676 | 1000 | 134378.4927 | 128503.1841 | 131641.5088 | -1736.984 | 102.4% | 3138.3247 | 0.036092 | 17.43% | 11.54% | 2.799% | 2.659%
660 | 132378.9936 | 7371.2559 | 139750.2495 | 129266.0669 | 102.4% | 3112.9267 | 170.3426 | 0.036716 | 17.39% | 11.5% | 2.76% | 2.622% | 8230.6682 | 4509.8 | 136888.7936 | 128712.4753 | 132102.1978 | -276.7958 | 102.6% | 3389.7226 | 0.033338 | 17.65% | 11.74% | 3.018% | 2.867%
661 | 126899.5954 | 7104.2435 | 134003.839 | 123588.0054 | 102.7% | 3311.59 | 159.8423 | 0.032759 | 17.7% | 11.79% | 3.071% | 2.917% | 7403.6332 | 1000 | 127899.5954 | 127145.0069 | 127899.5954 | 1000 | 100.6% | 754.5885 | 0.079607 | 15.31% | 9.522% | 0.6798% | 0.6462%
662 | 133782.2326 | 5185.3579 | 138967.5904 | 131348.2071 | 101.9% | 2434.0255 | 191.8124 | 0.046894 | 16.76% | 10.89% | 2.124% | 2.018% | 9366.2986 | 3525.1236 | 137307.3562 | 131943.7445 | 134377.77 | 595.5374 | 101.8% | 2434.0255 | 0.047047 | 16.75% | 10.88% | 2.114% | 2.008%
663 | 134636.0828 | 5595.4061 | 140231.4889 | 132261.567 | 101.8% | 2374.5158 | 194.0502 | 0.047954 | 16.69% | 10.83% | 2.058% | 1.955% | 9536.0468 | 1887.8067 | 136523.8895 | 130551.1862 | 133780.8924 | -855.1904 | 102.5% | 3229.7062 | 0.035511 | 17.47% | 11.57% | 2.835% | 2.693%
664 | 126565.6655 | 5463.2661 | 132028.9317 | 122778.1916 | 103.1% | 3787.4739 | 144.1718 | 0.027649 | 18.17% | 12.23% | 3.536% | 3.359% | 6660.2267 | 3442.009 | 130007.6745 | 123776.8388 | 127564.3128 | 998.6473 | 103.1% | 3787.4739 | 0.027963 | 18.14% | 12.21% | 3.507% | 3.332%
665 | 126996.7118 | 4070.4074 | 131067.1192 | 124329.5307 | 102.1% | 2667.1811 | 180.5127 | 0.041537 | 17.09% | 11.21% | 2.459% | 2.336% | 8367.4499 | 4038.271 | 131034.9828 | 124819.9045 | 127487.0856 | 490.3739 | 102.1% | 2667.1811 | 0.041692 | 17.08% | 11.2% | 2.449% | 2.326%
666 | 126313.5771 | 4889.5578 | 131203.135 | 125945.6768 | 100.3% | 367.9004 | 345.4426 | 0.089962 | 14.97% | 9.194% | 0.3343% | 0.318% | 15926.441 | 3117.8855 | 129431.4626 | 125677.8937 | 126179.6856 | -133.8915 | 100.4% | 501.7919 | 0.08628 | 15.09% | 9.311% | 0.4572% | 0.4347%
667 | 133085.3023 | 7874.87 | 140960.1722 | 132093.4502 | 100.8% | 991.8521 | 296.415 | 0.074198 | 15.49% | 9.694% | 0.8602% | 0.8175% | 14398.6929 | 5768.5148 | 138853.8171 | 129830.0273 | 131953.5908 | -1131.7115 | 101.6% | 2123.5636 | 0.050882 | 16.51% | 10.66% | 1.874% | 1.781%
668 | 131571.6786 | 6332.1699 | 137903.8485 | 129662.1135 | 101.5% | 1909.5651 | 219.2607 | 0.055125 | 16.32% | 10.48% | 1.688% | 1.603% | 10529.7007 | 2045.8578 | 133617.5365 | 131170.7228 | 133080.2879 | 1508.6093 | 101.5% | 1909.5651 | 0.055571 | 16.3% | 10.46% | 1.668% | 1.585%
669 | 132815.4353 | 3900.3887 | 136715.8239 | 131317.8251 | 101.1% | 1497.6102 | 254.7723 | 0.063883 | 15.94% | 10.12% | 1.307% | 1.242% | 12350.7605 | 4534.2385 | 137349.6737 | 133408.3267 | 134905.9369 | 2090.5016 | 101.1% | 1497.6102 | 0.064354 | 15.92% | 10.1% | 1.286% | 1.222%
670 | 136194.6088 | 3891.2745 | 140085.8833 | 135424.1657 | 100.6% | 770.443 | 315.8628 | 0.080451 | 15.28% | 9.496% | 0.6516% | 0.6194% | 15701.8643 | 4333.9297 | 140528.5385 | 132378.5549 | 134671.8034 | -1522.8054 | 101.7% | 2293.2485 | 0.049109 | 16.62% | 10.76% | 1.985% | 1.886%
671 | 133507.3573 | 3483.4067 | 136990.764 | 133101.1771 | 100.3% | 406.1803 | 344.0492 | 0.089514 | 14.98% | 9.208% | 0.3493% | 0.3323% | 16765.5794 | 1978.2378 | 135485.5952 | 133575.7721 | 133981.9524 | 474.5951 | 100.3% | 406.1803 | 0.089551 | 14.98% | 9.207% | 0.3481% | 0.3311%
672 | 125543.5461 | 4367.305 | 129910.8511 | 123878.1284 | 101.3% | 1665.4176 | 232.9757 | 0.058507 | 16.17% | 10.34% | 1.541% | 1.464% | 10675.7357 | 5878.548 | 131422.0941 | 121342.3043 | 124275.634 | -1267.9121 | 102.4% | 2933.3297 | 0.036547 | 17.4% | 11.51% | 2.771% | 2.632%
673 | 128734.2729 | 8700.1675 | 137434.4404 | 127116.2553 | 101.3% | 1618.0177 | 240.6194 | 0.060393 | 16.09% | 10.26% | 1.459% | 1.386% | 11306.2282 | 4249.4794 | 132983.7523 | 126349.568 | 128350.9293 | -383.3436 | 101.6% | 2001.3613 | 0.052192 | 16.45% | 10.6% | 1.815% | 1.725%
674 | 128663.0811 | 7282.8159 | 135945.897 | 125496.4202 | 102.5% | 3166.6609 | 165.89 | 0.034728 | 17.53% | 11.62% | 2.892% | 2.747% | 7790.5288 | 1366.3458 | 130029.4269 | 124264.8907 | 128047.3164 | -615.7647 | 103% | 3782.4256 | 0.028166 | 18.12% | 12.19% | 3.489% | 3.314%
675 | 134428.9314 | 4136.2748 | 138565.2062 | 133231.5844 | 100.9% | 1197.347 | 280.6099 | 0.070256 | 15.66% | 9.855% | 1.03% | 0.9785% | 13768.5611 | 1226.0926 | 135655.0241 | 130938.5541 | 133282.4163 | -1146.5152 | 101.8% | 2343.8622 | 0.04805 | 16.68% | 10.83% | 2.051% | 1.949%
676 | 138947.0917 | 2105.259 | 141052.3507 | 138663.6945 | 100.2% | 283.3972 | 354.8181 | 0.092977 | 14.87% | 9.099% | 0.2338% | 0.2225% | 17994.845 | 2278.4562 | 141225.5479 | 137820.2959 | 138525.3924 | -421.6993 | 100.5% | 705.0965 | 0.08242 | 15.22% | 9.433% | 0.586% | 0.557%
677 | 126057.6835 | 5729.8947 | 131787.5782 | 123527.8297 | 102% | 2529.8539 | 184.2741 | 0.04332 | 16.98% | 11.11% | 2.347% | 2.23% | 8478.6479 | 3183.5871 | 129241.2706 | 120762.9892 | 124675.2633 | -1382.4202 | 103.2% | 3912.2741 | 0.025698 | 18.35% | 12.4% | 3.713% | 3.527%
678 | 136878.789 | 4888.5282 | 141767.3172 | 134563.6447 | 101.7% | 2315.1444 | 196.9422 | 0.049326 | 16.61% | 10.75% | 1.972% | 1.873% | 9839.3827 | 5354.0746 | 142232.8637 | 134385.8351 | 136789.8842 | -88.9048 | 101.8% | 2404.0492 | 0.048071 | 16.68% | 10.82% | 2.05% | 1.948%
679 | 133447.3405 | 4277.1583 | 137724.4988 | 130602.8285 | 102.2% | 2844.512 | 179.2466 | 0.040937 | 17.13% | 11.25% | 2.496% | 2.371% | 8730.7914 | 3271.0322 | 136718.3727 | 136057.1072 | 136718.3727 | 3271.0322 | 100.5% | 661.2655 | 0.083299 | 15.19% | 9.405% | 0.5566% | 0.5292%
680 | 128459.9346 | 6158.234 | 134618.1686 | 126876.5834 | 101.2% | 1583.3512 | 243.2768 | 0.06105 | 16.06% | 10.23% | 1.43% | 1.359% | 11406.7341 | 1606.0791 | 130066.0137 | 126701.2795 | 128372.2826 | -87.652 | 101.3% | 1671.0031 | 0.059181 | 16.14% | 10.31% | 1.511% | 1.436%
681 | 130224.9575 | 7707.2425 | 137932.2 | 129084.5458 | 100.9% | 1140.4117 | 282.2421 | 0.070657 | 15.65% | 9.838% | 1.012% | 0.9619% | 13415.5641 | 2974.9834 | 133199.9409 | 128083.0098 | 129724.1895 | -500.768 | 101.3% | 1641.1797 | 0.060169 | 16.1% | 10.27% | 1.468% | 1.395%
682 | 129392.7583 | 5088.4793 | 134481.2375 | 127900.4129 | 101.2% | 1492.3454 | 251.9557 | 0.063188 | 15.97% | 10.15% | 1.337% | 1.27% | 11899.4535 | 1000 | 130392.7583 | 125796.7773 | 128340.9405 | -1051.8178 | 102% | 2544.1631 | 0.043789 | 16.95% | 11.08% | 2.318% | 2.202%
683 | 138230.5542 | 3972.1424 | 142202.6965 | 136879.7412 | 101% | 1350.813 | 271.1845 | 0.067932 | 15.76% | 9.951% | 1.131% | 1.074% | 13682.3865 | 2311.7174 | 140542.2716 | 139673.4895 | 140542.2716 | 2311.7174 | 100.6% | 868.782 | 0.078626 | 15.35% | 9.553% | 0.7125% | 0.6772%
684 | 137548.8885 | 5816.9158 | 143365.8043 | 136286.7469 | 100.9% | 1262.1415 | 277.6837 | 0.069533 | 15.69% | 9.884% | 1.061% | 1.008% | 13941.2079 | 3374.3578 | 140923.2463 | 137754.0286 | 139016.1701 | 1467.2817 | 100.9% | 1262.1415 | 0.069793 | 15.68% | 9.874% | 1.05% | 0.9976%
685 | 128623.4532 | 4474.0548 | 133097.5079 | 127156.4274 | 101.2% | 1467.0258 | 253.3491 | 0.063533 | 15.96% | 10.13% | 1.322% | 1.256% | 11894.1218 | 1000 | 129623.4532 | 130078.5557 | 129623.4532 | 1000 | 99.65% | -455.1026 | 0.11553 | 14.23% | 8.495% | -0.4016% | -0.3809%
686 | 136024.4166 | 3799.5647 | 139823.9814 | 134948.4 | 100.8% | 1076.0166 | 291.4385 | 0.072927 | 15.55% | 9.744% | 0.9135% | 0.8681% | 14469.6066 | 5098.6847 | 141123.1013 | 136211.053 | 137287.0696 | 1262.6529 | 100.8% | 1076.0166 | 0.073122 | 15.54% | 9.736% | 0.905% | 0.8601%
687 | 131479.2479 | 7827.0804 | 139306.3284 | 129887.5932 | 101.2% | 1591.6547 | 245.6954 | 0.061644 | 16.04% | 10.21% | 1.404% | 1.334% | 11790.9026 | 3953.6208 | 135432.8687 | 128956.3358 | 131013.6192 | -465.6287 | 101.6% | 2057.2834 | 0.051893 | 16.46% | 10.61% | 1.828% | 1.737%
688 | 126368.0586 | 7631.6268 | 133999.6855 | 123160.8165 | 102.6% | 3207.2421 | 162.7685 | 0.03371 | 17.62% | 11.71% | 2.985% | 2.835% | 7507.5878 | 5353.8641 | 131721.9227 | 124656.9759 | 127864.218 | 1496.1593 | 102.6% | 3207.2421 | 0.034104 | 17.58% | 11.68% | 2.949% | 2.801%
689 | 133539.64 | 5167.6543 | 138707.2943 | 132022.5607 | 101.1% | 1517.0793 | 253.8467 | 0.063655 | 15.95% | 10.13% | 1.317% | 1.251% | 12372.9895 | 3058.0824 | 136597.7224 | 135769.8974 | 136597.7224 | 3058.0824 | 100.6% | 827.8251 | 0.079048 | 15.33% | 9.54% | 0.6984% | 0.6638%
690 | 135033.0208 | 2987.8363 | 138020.8571 | 134304.3238 | 100.5% | 728.697 | 318.6695 | 0.081356 | 15.25% | 9.467% | 0.6215% | 0.5907% | 15706.2787 | 2728.7801 | 137761.8009 | 132142.173 | 133951.9454 | -1081.0754 | 101.4% | 1809.7724 | 0.057844 | 16.2% | 10.37% | 1.569% | 1.491%
691 | 136706.9488 | 6213.9522 | 142920.901 | 133972.5096 | 102% | 2734.4391 | 184.5433 | 0.043448 | 16.97% | 11.1% | 2.339% | 2.222% | 9208.3475 | 1484.4258 | 138191.3746 | 135221.9265 | 137956.3656 | 1249.4168 | 102% | 2734.4391 | 0.043794 | 16.95% | 11.08% | 2.318% | 2.202%
692 | 134994.4868 | 2123.4542 | 137117.941 | 134326.6703 | 100.5% | 667.8165 | 323.5264 | 0.082917 | 15.2% | 9.417% | 0.5694% | 0.5413% | 15941.1144 | 1000 | 135994.4868 | 134416.5951 | 135084.4116 | 89.9248 | 100.5% | 667.8165 | 0.082928 | 15.2% | 9.417% | 0.569% | 0.5409%
693 | 134963.5304 | 4325.7542 | 139289.2846 | 131766.7293 | 102.4% | 3196.8011 | 169.6496 | 0.036387 | 17.41% | 11.52% | 2.781% | 2.641% | 8357.2254 | 1047.2892 | 136010.8196 | 131898.8281 | 135095.6292 | 132.0988 | 102.4% | 3196.8011 | 0.036432 | 17.41% | 11.51% | 2.778% | 2.639%
694 | 140863.1636 | 4514.845 | 145378.0086 | 141843.111 | 99.31% | -979.9474 | 450.5045 | 0.13233 | 13.84% | 8.124% | -0.7925% | -0.7522% | 23162.716 | 1000 | 141863.1636 | 142507.3321 | 141863.1636 | 1000 | 99.55% | -644.1685 | 0.12056 | 14.11% | 8.384% | -0.5187% | -0.4921%
695 | 125905.5748 | 6665.5893 | 132571.164 | 125022.989 | 100.7% | 882.5858 | 301.2122 | 0.075742 | 15.44% | 9.645% | 0.8087% | 0.7686% | 13842.3684 | 2076.5373 | 127982.1121 | 127056.1037 | 127938.6895 | 2033.1147 | 100.7% | 882.5858 | 0.076131 | 15.43% | 9.632% | 0.7958% | 0.7563%
696 | 135422.6098 | 4788.5216 | 140211.1314 | 133964.2322 | 101.1% | 1458.3776 | 260.3061 | 0.065249 | 15.88% | 10.06% | 1.247% | 1.185% | 12866.7367 | 3938.8191 | 139361.4289 | 134156.4273 | 135614.805 | 192.1951 | 101.1% | 1458.3776 | 0.06529 | 15.88% | 10.06% | 1.246% | 1.184%
697 | 127999.0877 | 3471.1374 | 131470.2251 | 127650.4989 | 100.3% | 348.5889 | 347.4829 | 0.090616 | 14.95% | 9.174% | 0.3125% | 0.2973% | 16234.2847 | 2636.6448 | 130635.7325 | 127642.0208 | 127994.8487 | -4.2391 | 100.3% | 352.8279 | 0.090502 | 14.95% | 9.177% | 0.3164% | 0.301%
698 | 128380.0761 | 9916.3023 | 138296.3784 | 126853.1253 | 101.2% | 1526.9508 | 248.0044 | 0.062215 | 16.01% | 10.19% | 1.379% | 1.311% | 11621.1719 | 7501.9394 | 135882.0155 | 124989.8114 | 127448.4191 | -931.657 | 102% | 2458.6077 | 0.044805 | 16.89% | 11.02% | 2.254% | 2.142%
699 | 132764.6478 | 6456.9364 | 139221.5843 | 131024.0651 | 101.3% | 1740.5828 | 234.6776 | 0.058928 | 16.16% | 10.32% | 1.522% | 1.446% | 11372.2643 | 2600.4815 | 135365.1294 | 131665.7056 | 133406.2884 | 641.6405 | 101.3% | 1740.5828 | 0.059098 | 16.15% | 10.32% | 1.515% | 1.439%
700 | 134110.7734 | 6531.0086 | 140641.782 | 132070.1883 | 101.5% | 2040.5851 | 211.5273 | 0.053217 | 16.4% | 10.56% | 1.771% | 1.682% | 10354.3544 | 2433.4187 | 136544.1921 | 131536.5581 | 133843.9583 | -266.8151 | 101.8% | 2307.4002 | 0.048708 | 16.64% | 10.79% | 2.01% | 1.91%
701 | 136139.2987 | 4181.2241 | 140320.5228 | 134708.9516 | 101.1% | 1430.3471 | 263.1725 | 0.065956 | 15.85% | 10.03% | 1.217% | 1.156% | 13077.265 | 5546.2909 | 141685.5896 | 138617.4032 | 140047.7504 | 3908.4517 | 101% | 1430.3471 | 0.066745 | 15.82% | 10% | 1.182% | 1.123%
702 | 134377.3133 | 7398.8159 | 141776.1293 | 131217.3956 | 102.4% | 3159.9178 | 170.3426 | 0.036716 | 17.39% | 11.5% | 2.76% | 2.622% | 8354.9138 | 6553.2044 | 140930.5177 | 133882.1254 | 137042.0432 | 2664.7298 | 102.4% | 3159.9178 | 0.037595 | 17.34% | 11.45% | 2.705% | 2.57%
703 | 135456.4373 | 4564.0168 | 140020.4541 | 133917.5821 | 101.1% | 1538.8551 | 253.8467 | 0.063655 | 15.95% | 10.13% | 1.317% | 1.251% | 12550.5885 | 1000 | 136456.4373 | 134436.17 | 135975.0251 | 518.5878 | 101.1% | 1538.8551 | 0.063772 | 15.94% | 10.12% | 1.312% | 1.246%
704 | 137292.9859 | 4370.5887 | 141663.5746 | 135215.2908 | 101.5% | 2077.695 | 212.433 | 0.053441 | 16.39% | 10.55% | 1.761% | 1.673% | 10645.4317 | 1000 | 138292.9859 | 134265.7342 | 136818.2075 | -474.7783 | 101.9% | 2552.4734 | 0.046015 | 16.81% | 10.95% | 2.179% | 2.07%
705 | 136423.5963 | 5128.7066 | 141552.303 | 134195.1215 | 101.7% | 2228.4748 | 199.2575 | 0.050424 | 16.54% | 10.68% | 1.903% | 1.808% | 9921.9515 | 1000 | 137423.5963 | 130326.8791 | 134489.4751 | -1934.1212 | 103.2% | 4162.596 | 0.026273 | 18.29% | 12.35% | 3.661% | 3.477%
706 | 137092.489 | 3861.0975 | 140953.5865 | 135761.7571 | 101% | 1330.7319 | 271.9012 | 0.068107 | 15.76% | 9.943% | 1.123% | 1.067% | 13605.5961 | 1000 | 138092.489 | 134738.5763 | 136580.8986 | -511.5904 | 101.4% | 1842.3223 | 0.057903 | 16.2% | 10.36% | 1.567% | 1.489%
707 | 133003.7544 | 2525.3877 | 135529.1422 | 133923.814 | 99.31% | -920.0596 | 450.0965 | 0.13214 | 13.85% | 8.128% | -0.788% | -0.748% | 21850.5506 | 1000 | 134003.7544 | 136906.6959 | 134003.7544 | 1000 | 97.88% | -2902.9414 | 0.22659 | 12.2% | 6.568% | -2.431% | -2.309%
708 | 135806.9226 | 4352.786 | 140159.7086 | 137310.2958 | 98.91% | -1503.3732 | 488.6836 | 0.15395 | 13.38% | 7.684% | -1.256% | -1.192% | 24223.8135 | 1391.3723 | 137198.2949 | 136647.5777 | 135475.5636 | -331.3591 | 99.14% | -1172.0141 | 0.14056 | 13.65% | 7.942% | -0.9837% | -0.9338%
709 | 131475.087 | 6150.8813 | 137625.9683 | 130925.6686 | 100.4% | 549.4184 | 331.8171 | 0.08558 | 15.11% | 9.333% | 0.4805% | 0.4569% | 15923.376 | 2567.5385 | 134042.6255 | 133420.2782 | 133969.6966 | 2494.6096 | 100.4% | 549.4184 | 0.08585 | 15.1% | 9.325% | 0.4715% | 0.4483%
710 | 131885.5981 | 3304.4003 | 135189.9984 | 131749.5286 | 100.1% | 136.0695 | 365.6269 | 0.096451 | 14.75% | 8.989% | 0.1179% | 0.1124% | 17600.6357 | 3665.6659 | 135551.2641 | 126818.3659 | 129420.0168 | -2465.5814 | 102.1% | 2601.6508 | 0.043257 | 16.98% | 11.11% | 2.351% | 2.234%
711 | 132673.0724 | 5600.5581 | 138273.6305 | 130759.6753 | 101.5% | 1913.3971 | 220.2659 | 0.055373 | 16.31% | 10.47% | 1.677% | 1.593% | 10666.5246 | 1799.189 | 134472.2614 | 125313.3754 | 129949.9225 | -2723.1499 | 103.7% | 4636.547 | 0.021014 | 18.87% | 12.9% | 4.241% | 4.028%
712 | 132117.8683 | 6849.4296 | 138967.2979 | 130822.9442 | 101% | 1294.9241 | 270.8661 | 0.067853 | 15.77% | 9.954% | 1.134% | 1.078% | 13061.9799 | 6396.918 | 138514.7863 | 131731.5184 | 133026.4425 | 908.5742 | 101% | 1294.9241 | 0.068033 | 15.76% | 9.946% | 1.126% | 1.07%
713 | 133855.9069 | 3783.4603 | 137639.3672 | 132717.0113 | 100.9% | 1138.8956 | 284.9493 | 0.071325 | 15.62% | 9.811% | 0.9832% | 0.9343% | 13921.8838 | 3892.4091 | 137748.316 | 133202.7831 | 134341.6787 | 485.7718 | 100.9% | 1138.8956 | 0.071407 | 15.61% | 9.807% | 0.9796% | 0.9309%
714 | 144038.8912 | 787.0978 | 144825.989 | 145379.3176 | 99.08% | -1340.4264 | 475.2174 | 0.14373 | 13.58% | 7.872% | -1.057% | -1.004% | 24984.1727 | 3189.5122 | 147228.4034 | 146511.8105 | 146511.8105 | 2472.9193 | 100% | 0 | 0.1 | 14.63% | 8.876% | -0.0005144% | 0%
715 | 132698.5884 | 5644.3395 | 138342.928 | 131244.2375 | 101.1% | 1454.3509 | 258.226 | 0.064735 | 15.9% | 10.08% | 1.27% | 1.206% | 12507.1711 | 4247.2702 | 136945.8587 | 129667.9274 | 131910.4334 | -788.1551 | 101.7% | 2242.506 | 0.049162 | 16.62% | 10.76% | 1.982% | 1.883%
716 | 139451.5079 | 1051.9446 | 140503.4525 | 137908.7953 | 101.1% | 1542.7126 | 257.1013 | 0.064458 | 15.92% | 10.09% | 1.282% | 1.218% | 13086.4051 | 1000 | 140451.5079 | 138124.9303 | 139667.6429 | 216.135 | 101.1% | 1542.7126 | 0.064504 | 15.91% | 10.09% | 1.28% | 1.216%
717 | 143197.4328 | 2799.5087 | 145996.9414 | 142566.4928 | 100.4% | 630.94 | 329.3687 | 0.084793 | 15.14% | 9.358% | 0.5068% | 0.4818% | 17215.1371 | 3362.6757 | 146560.1085 | 141298.5063 | 142563.4396 | -633.9932 | 100.9% | 1264.9332 | 0.070347 | 15.66% | 9.851% | 1.026% | 0.9747%
718 | 144042.6264 | 1990.9833 | 146033.6096 | 143897.4758 | 100.1% | 145.1506 | 365.8857 | 0.096534 | 14.75% | 8.986% | 0.1151% | 0.1098% | 19236.6426 | 1732.3194 | 145774.9457 | 141629.6037 | 142908.6903 | -1133.936 | 100.9% | 1279.0867 | 0.070139 | 15.67% | 9.859% | 1.035% | 0.9833%
719 | 142523.5292 | 4254.4337 | 146777.9629 | 141472.5485 | 100.7% | 1050.9806 | 297.2609 | 0.074473 | 15.48% | 9.685% | 0.8511% | 0.8088% | 15463.8378 | 1168.6366 | 143692.1657 | 142015.16 | 143066.1406 | 542.6114 | 100.7% | 1050.9806 | 0.07457 | 15.48% | 9.682% | 0.8478% | 0.8057%
720 | 137535.6944 | 4834.799 | 142370.4933 | 135552.2474 | 101.5% | 1983.447 | 220.2759 | 0.055375 | 16.31% | 10.47% | 1.677% | 1.593% | 11057.9647 | 3817.8641 | 141353.5585 | 135551.8397 | 137535.4905 | -0.20384 | 101.5% | 1983.6508 | 0.055371 | 16.31% | 10.47% | 1.677% | 1.593%
721 | 140453.4806 | 5079.4629 | 145532.9435 | 136545.0406 | 102.9% | 3908.44 | 152.7758 | 0.030454 | 17.91% | 11.99% | 3.281% | 3.116% | 7832.132 | 3769.8532 | 144223.3338 | 136783.7211 | 140692.1611 | 238.6804 | 102.9% | 3908.44 | 0.030517 | 17.91% | 11.99% | 3.275% | 3.111%
722 | 140697.0055 | 4784.6956 | 145481.7011 | 141261.3435 | 99.6% | -564.3379 | 419.3622 | 0.11798 | 14.17% | 8.441% | -0.4585% | -0.435% | 21536.0954 | 5460.8244 | 146157.8299 | 142472.0838 | 142472.0838 | 1775.0783 | 100% | 0 | 0.1 | 14.63% | 8.876% | -0.0005144% | 0%
723 | 133644.0409 | 5439.0017 | 139083.0425 | 133412.5288 | 100.2% | 231.5121 | 358.1225 | 0.094037 | 14.83% | 9.065% | 0.1984% | 0.1889% | 17469.24 | 4344.5192 | 137988.5601 | 135298.5039 | 135530.016 | 1885.9751 | 100.2% | 231.5121 | 0.09412 | 14.83% | 9.062% | 0.1956% | 0.1863%
724 | 129777.5386 | 6113.2668 | 135890.8054 | 127894.0128 | 101.5% | 1883.5258 | 219.2607 | 0.055125 | 16.32% | 10.48% | 1.688% | 1.603% | 10386.1154 | 3703.3947 | 133480.9333 | 125110.6385 | 128385.8515 | -1391.6871 | 102.6% | 3275.213 | 0.033536 | 17.63% | 11.73% | 3% | 2.85%
725 | 129742.3135 | 3728.2274 | 133470.5409 | 128397.8428 | 101% | 1344.4707 | 264.7451 | 0.066343 | 15.83% | 10.02% | 1.2% | 1.14% | 12537.253 | 1000 | 130742.3135 | 128349.0916 | 129717.9379 | -24.3756 | 101.1% | 1368.8463 | 0.065832 | 15.86% | 10.04% | 1.222% | 1.161%
726 | 124457.9344 | 9153.6055 | 133611.5399 | 122977.6336 | 101.2% | 1480.3009 | 248.0044 | 0.062215 | 16.01% | 10.19% | 1.379% | 1.311% | 11266.1333 | 4993.1787 | 129451.1132 | 124107.9474 | 125588.2483 | 1130.3138 | 101.2% | 1480.3009 | 0.062504 | 16% | 10.17% | 1.367% | 1.299%
727 | 134875.9081 | 7276.2187 | 142152.1268 | 133012.2121 | 101.4% | 1863.696 | 226.9044 | 0.057011 | 16.24% | 10.4% | 1.606% | 1.526% | 11170.4391 | 6655.8843 | 141531.7925 | 133511.6355 | 135375.3315 | 499.4234 | 101.4% | 1863.696 | 0.057149 | 16.23% | 10.4% | 1.6% | 1.52%
728 | 128081.491 | 8125.2104 | 136206.7014 | 125793.3688 | 101.8% | 2288.1222 | 193.1345 | 0.04752 | 16.72% | 10.86% | 2.085% | 1.98% | 9028.9893 | 5613.0025 | 133694.4935 | 126270.5239 | 128558.6461 | 477.1551 | 101.8% | 2288.1222 | 0.047646 | 16.71% | 10.85% | 2.077% | 1.973%
729 | 140061.2671 | 2627.11 | 142688.3772 | 139599.6272 | 100.3% | 461.6399 | 341.3221 | 0.088637 | 15.01% | 9.236% | 0.3786% | 0.36% | 17449.1915 | 3079.2546 | 143140.5218 | 144819.1915 | 143140.5218 | 3079.2546 | 98.84% | -1678.6698 | 0.15815 | 13.3% | 7.614% | -1.329% | -1.262%
730 | 136131.7362 | 3405.3124 | 139537.0486 | 133981.2855 | 101.6% | 2150.4507 | 205.1177 | 0.051637 | 16.47% | 10.62% | 1.839% | 1.748% | 10191.9062 | 1000 | 137131.7362 | 133685.5808 | 135983.8838 | -147.8523 | 101.7% | 2298.303 | 0.04935 | 16.6% | 10.75% | 1.97% | 1.872%
731 | 131376.0226 | 5092.0939 | 136468.1164 | 129665.9052 | 101.3% | 1710.1174 | 235.7027 | 0.05918 | 16.14% | 10.31% | 1.511% | 1.436% | 11302.4762 | 3431.9877 | 134808.0103 | 128601.9561 | 130844.048 | -531.9745 | 101.7% | 2242.0919 | 0.048905 | 16.63% | 10.77% | 1.998% | 1.898%
732 | 132261.7625 | 6185.7127 | 138447.4752 | 128640.0021 | 102.8% | 3621.7604 | 154.5872 | 0.031046 | 17.86% | 11.94% | 3.227% | 3.065% | 7462.7828 | 1006.4308 | 133268.1933 | 126724.307 | 131303.9149 | -957.8476 | 103.6% | 4579.6079 | 0.021804 | 18.78% | 12.81% | 4.142% | 3.935%
733 | 133348.6464 | 4752.8124 | 138101.4588 | 132028.946 | 101% | 1319.7005 | 269.831 | 0.067597 | 15.78% | 9.964% | 1.145% | 1.088% | 13133.2818 | 3035.1205 | 136383.7669 | 134288.1503 | 135607.8508 | 2259.2043 | 101% | 1319.7005 | 0.06804 | 15.76% | 9.946% | 1.126% | 1.07%
734 | 140069.4848 | 1959.0138 | 142028.4985 | 139429.0611 | 100.5% | 640.4237 | 327.5772 | 0.084217 | 15.16% | 9.376% | 0.526% | 0.5001% | 16747.505 | 1000 | 141069.4848 | 141126.4697 | 141069.4848 | 1000 | 99.96% | -56.9849 | 0.10139 | 14.59% | 8.832% | -0.0468% | -0.04396%
735 | 134732.4277 | 3432.6733 | 138165.101 | 135290.6994 | 99.59% | -558.2717 | 420.7755 | 0.11862 | 14.16% | 8.427% | -0.4735% | -0.4493% | 20692.6166 | 1196.929 | 135929.3568 | 132000.9332 | 133087.5446 | -1644.8831 | 100.8% | 1086.6114 | 0.072246 | 15.58% | 9.772% | 0.9431% | 0.8963%
736 | 130822.7491 | 5946.4886 | 136769.2377 | 129698.2951 | 100.9% | 1124.454 | 284.0038 | 0.071092 | 15.63% | 9.82% | 0.9933% | 0.9439% | 13561.2669 | 3386.3149 | 134209.0641 | 127192.9652 | 129570.0841 | -1252.665 | 101.9% | 2377.119 | 0.046604 | 16.78% | 10.91% | 2.142% | 2.035%
737 | 127785.6409 | 9534.6839 | 137320.3248 | 126343.0035 | 101.1% | 1442.6374 | 254.6231 | 0.063846 | 15.94% | 10.12% | 1.308% | 1.243% | 11876.067 | 5122.4873 | 132908.1281 | 122302.1741 | 125765.2262 | -2020.4147 | 102.8% | 3463.0521 | 0.030842 | 17.88% | 11.96% | 3.245% | 3.083%
738 | 140169.95 | 3097.6785 | 143267.6284 | 140230.2711 | 99.96% | -60.3211 | 381.2628 | 0.10148 | 14.58% | 8.829% | -0.04982% | -0.04683% | 19506.1776 | 2923.0516 | 143093.0016 | 133740.847 | 136925.238 | -3244.712 | 102.4% | 3184.3909 | 0.037214 | 17.36% | 11.47% | 2.729% | 2.592%
739 | 136138.0369 | 4703.7428 | 140841.7797 | 134602.9614 | 101.1% | 1535.0755 | 254.7723 | 0.063883 | 15.94% | 10.12% | 1.307% | 1.242% | 12659.7355 | 1544.9398 | 137682.9767 | 135665.5618 | 137200.6373 | 1062.6004 | 101.1% | 1535.0755 | 0.064119 | 15.93% | 10.11% | 1.297% | 1.232%
740 | 135457.4908 | 3870.214 | 139327.7048 | 135071.8865 | 100.3% | 385.6043 | 346.1492 | 0.09019 | 14.96% | 9.187% | 0.3267% | 0.3108% | 17114.3036 | 1000 | 136457.4908 | 133090.1012 | 134466.5981 | -990.8927 | 101% | 1376.4969 | 0.066682 | 15.82% | 10% | 1.185% | 1.126%
741 | 134866.5953 | 4189.6771 | 139056.2724 | 133719.1004 | 100.9% | 1147.4949 | 284.9493 | 0.071325 | 15.62% | 9.811% | 0.9832% | 0.9343% | 14027.0019 | 3359.1024 | 138225.6978 | 139929.9022 | 138225.6978 | 3359.1024 | 98.78% | -1704.2045 | 0.16199 | 13.24% | 7.55% | -1.397% | -1.326%
742 | 124362.9095 | 7147.2937 | 131510.2032 | 122293.9997 | 101.7% | 2068.9098 | 198.0535 | 0.049853 | 16.57% | 10.72% | 1.939% | 1.842% | 8990.1377 | 2051.603 | 126414.5125 | 121825.8201 | 124128.8197 | -234.0898 | 101.9% | 2302.9996 | 0.04621 | 16.8% | 10.93% | 2.167% | 2.058%
743 | 132788.8163 | 4557.3756 | 137346.1919 | 131362.6211 | 101.1% | 1426.1951 | 260.6246 | 0.065326 | 15.88% | 10.06% | 1.244% | 1.182% | 12631.932 | 2364.3432 | 135153.1595 | 135438.594 | 135153.1595 | 2364.3432 | 99.79% | -285.4346 | 0.10867 | 14.39% | 8.647% | -0.2421% | -0.2295%
744 | 133836.6252 | 2433.3932 | 136270.0184 | 131962.2759 | 101.4% | 1874.3493 | 224.8542 | 0.056505 | 16.26% | 10.42% | 1.628% | 1.546% | 10984.2086 | 2013.5179 | 135850.143 | 133371.8878 | 135246.237 | 1409.6119 | 101.4% | 1874.3493 | 0.0569 | 16.24% | 10.41% | 1.61% | 1.53%
745 | 129320.6481 | 3857.9686 | 133178.6166 | 128311.4387 | 100.8% | 1009.2094 | 292.603 | 0.073212 | 15.53% | 9.733% | 0.9011% | 0.8563% | 13811.4586 | 3729.936 | 133050.5841 | 130132.7214 | 131141.9308 | 1821.2827 | 100.8% | 1009.2094 | 0.073502 | 15.52% | 9.721% | 0.8885% | 0.8444%
746 | 134160.2883 | 5078.869 | 139239.1572 | 132130.0013 | 101.5% | 2030.287 | 212.433 | 0.053441 | 16.39% | 10.55% | 1.761% | 1.673% | 10402.5284 | 2401.1268 | 136561.415 | 134133.6053 | 136163.8923 | 2003.604 | 101.5% | 2030.287 | 0.054046 | 16.37% | 10.52% | 1.735% | 1.648%
747 | 133024.5022 | 5141.5427 | 138166.0448 | 130678.4091 | 101.8% | 2346.0931 | 194.0502 | 0.047954 | 16.69% | 10.83% | 2.058% | 1.955% | 9421.9013 | 1000 | 134024.5022 | 128412.2154 | 131891.4053 | -1133.0969 | 102.7% | 3479.19 | 0.032382 | 17.74% | 11.83% | 3.105% | 2.95%
748 | 135290.0204 | 2858.2399 | 138148.2603 | 134395.645 | 100.7% | 894.3754 | 305.5417 | 0.077133 | 15.4% | 9.601% | 0.7623% | 0.7245% | 15087.9107 | 2000.7524 | 137290.7729 | 134441.5784 | 135335.9538 | 45.9334 | 100.7% | 894.3754 | 0.07714 | 15.4% | 9.6% | 0.7621% | 0.7243%
749 | 131273.8022 | 4763.4359 | 136037.2381 | 127620.8078 | 102.9% | 3652.9944 | 152.7758 | 0.030454 | 17.91% | 11.99% | 3.281% | 3.116% | 7320.244 | 2129.6623 | 133403.4645 | 126107.3755 | 130517.086 | -756.7161 | 103.5% | 4409.7105 | 0.022877 | 18.64% | 12.68% | 4.008% | 3.807%
750 | 139518.9787 | 6125.9335 | 145644.9122 | 138911.923 | 100.4% | 607.0557 | 329.956 | 0.084983 | 15.13% | 9.352% | 0.5004% | 0.4758% | 16802.8185 | 2816.9488 | 142335.9274 | 137207.2489 | 138666.6416 | -852.337 | 101.1% | 1459.3927 | 0.065908 | 15.85% | 10.03% | 1.219% | 1.158%
751 | 138379.9895 | 3976.4365 | 142356.4259 | 140267.7658 | 98.65% | -1887.7763 | 488.6836 | 0.17035 | 13.09% | 7.411% | -1.543% | -1.465% | 24682.7702 | 3348.0949 | 141728.0843 | 144749.3652 | 141728.0843 | 3348.0949 | 97.91% | -3021.2809 | 0.22371 | 12.24% | 6.604% | -2.393% | -2.273%
752 | 146749.4951 | 3822.1349 | 150571.63 | 146598.0902 | 100.1% | 151.4049 | 365.6269 | 0.096451 | 14.75% | 8.989% | 0.1179% | 0.1124% | 19584.2794 | 3792.1876 | 150541.6826 | 147498.6975 | 147650.1024 | 900.6073 | 100.1% | 151.4049 | 0.096473 | 14.75% | 8.988% | 0.1172% | 0.1118%
753 | 138973.4118 | 2368.865 | 141342.2768 | 141275 | 98.37% | -2301.5881 | 488.6836 | 0.18885 | 12.77% | 7.102% | -1.868% | -1.774% | 24788.6187 | 1000 | 139973.4118 | 147489.2114 | 139973.4118 | 1000 | 94.9% | -7515.7996 | 0.62841 | 8.791% | 3.328% | -5.842% | -5.548%
754 | 134076.6576 | 4893.1884 | 138969.846 | 132931.7047 | 100.9% | 1144.9528 | 284.6109 | 0.071241 | 15.62% | 9.814% | 0.9868% | 0.9378% | 13928.2829 | 3291.5517 | 137368.2092 | 132659.445 | 133940.5277 | -136.1298 | 101% | 1281.0827 | 0.06849 | 15.74% | 9.928% | 1.106% | 1.051%
755 | 130326.7747 | 6711.7867 | 137038.5614 | 128525.938 | 101.4% | 1800.8367 | 226.9044 | 0.057011 | 16.24% | 10.4% | 1.606% | 1.526% | 10793.6793 | 2122.6833 | 132449.4581 | 131832.1831 | 132449.4581 | 2122.6833 | 100.5% | 617.275 | 0.083911 | 15.17% | 9.386% | 0.5362% | 0.5098%
756 | 137816.1183 | 5213.1409 | 143029.2593 | 135987.897 | 101.3% | 1828.2214 | 232.9757 | 0.058507 | 16.17% | 10.34% | 1.541% | 1.464% | 11719.3476 | 2127.1579 | 139943.2763 | 139009.2038 | 139943.2763 | 2127.1579 | 100.7% | 934.0725 | 0.07691 | 15.4% | 9.608% | 0.7698% | 0.7316%
757 | 136026.4621 | 3981.2713 | 140007.7335 | 134597.3005 | 101.1% | 1429.1616 | 263.1725 | 0.065956 | 15.85% | 10.03% | 1.217% | 1.156% | 13066.4262 | 6337.5267 | 142363.9888 | 134822.0813 | 136251.2429 | 224.7808 | 101.1% | 1429.1616 | 0.066003 | 15.85% | 10.03% | 1.215% | 1.154%
758 | 131832.5639 | 4133.677 | 135966.2408 | 129277.8693 | 102% | 2554.6945 | 187.0533 | 0.044638 | 16.9% | 11.03% | 2.265% | 2.152% | 9000.7984 | 2641.4671 | 134474.031 | 127439.586 | 130913.4222 | -919.1417 | 102.7% | 3473.8362 | 0.032175 | 17.76% | 11.84% | 3.124% | 2.968%
759 | 128047.0897 | 6002.2073 | 134049.297 | 125975.2609 | 101.6% | 2071.8289 | 200.8778 | 0.050717 | 16.52% | 10.67% | 1.885% | 1.791% | 9388.464 | 4520.2956 | 132567.3853 | 123664.7741 | 126891.8463 | -1155.2434 | 102.6% | 3227.0722 | 0.033641 | 17.62% | 11.72% | 2.991% | 2.841%
760 | 135482.606 | 4482.8872 | 139965.4932 | 133432.308 | 101.5% | 2050.298 | 212.433 | 0.053441 | 16.39% | 10.55% | 1.761% | 1.673% | 10505.0583 | 3773.7962 | 139256.4022 | 132663.0691 | 135097.9866 | -384.6194 | 101.8% | 2434.9174 | 0.047219 | 16.74% | 10.87% | 2.103% | 1.998%
761 | 137664.6543 | 4109.3927 | 141774.047 | 136616.7616 | 100.8% | 1047.8927 | 294.6832 | 0.073726 | 15.51% | 9.711% | 0.8788% | 0.8351% | 14807.1213 | 1000 | 138664.6543 | 136503.6638 | 137608.1054 | -56.5489 | 100.8% | 1104.4416 | 0.072618 | 15.56% | 9.757% | 0.927% | 0.8809%
762 | 135813.844 | 5862.4681 | 141676.3121 | 132424.1163 | 102.6% | 3389.7277 | 164.4804 | 0.034269 | 17.57% | 11.66% | 2.934% | 2.787% | 8153.6306 | 4193.0206 | 140006.8647 | 130111.6155 | 134657.5936 | -1156.2504 | 103.5% | 4545.9781 | 0.022903 | 18.64% | 12.68% | 4.005% | 3.804%
763 | 124223.0004 | 5490.2458 | 129713.2462 | 119923.2089 | 103.6% | 4299.7915 | 124.8084 | 0.022064 | 18.74% | 12.78% | 4.11% | 3.904% | 5658.9866 | 5378.1341 | 129601.1345 | 119875.2244 | 124199.0082 | -23.9922 | 103.6% | 4323.7837 | 0.021867 | 18.77% | 12.8% | 4.134% | 3.927%
764 | 128542.0935 | 8817.5014 | 137359.5948 | 125674.811 | 102.3% | 2867.2825 | 175.2393 | 0.039039 | 17.25% | 11.36% | 2.615% | 2.484% | 8221.8556 | 4845.5046 | 133387.598 | 124032.4601 | 127720.918 | -821.1755 | 103% | 3688.458 | 0.029049 | 18.04% | 12.11% | 3.408% | 3.238%
765 | 131224.6482 | 10028.6755 | 141253.3237 | 129743.1861 | 101.1% | 1481.4621 | 254.6231 | 0.063846 | 15.94% | 10.12% | 1.308% | 1.243% | 12195.6795 | 5357.4534 | 136582.1016 | 129384.3057 | 131045.208 | -179.4402 | 101.3% | 1660.9023 | 0.060107 | 16.1% | 10.27% | 1.471% | 1.398%
766 | 132818.9088 | 5359.1216 | 138178.0304 | 131139.9183 | 101.3% | 1678.9905 | 239.8232 | 0.060197 | 16.1% | 10.27% | 1.467% | 1.394% | 11626.3656 | 2234.793 | 135053.7017 | 130813.083 | 132655.4911 | -163.4177 | 101.4% | 1842.4081 | 0.056819 | 16.25% | 10.41% | 1.614% | 1.533%
767 | 121906.7417 | 8448.2998 | 130355.0415 | 119053.9501 | 102.4% | 2852.7916 | 170.8103 | 0.036935 | 17.38% | 11.49% | 2.746% | 2.609% | 7600.37 | 3255.0431 | 125161.7848 | 117123.9892 | 120941.7612 | -964.9805 | 103.3% | 3817.7721 | 0.025446 | 18.37% | 12.43% | 3.736% | 3.549%
768 | 134438.5072 | 3917.1992 | 138355.7064 | 133586.1511 | 100.6% | 852.3561 | 308.4678 | 0.078075 | 15.36% | 9.571% | 0.7309% | 0.6947% | 15136.533 | 3212.4962 | 137651.0034 | 132826.8422 | 134058.8527 | -379.6545 | 100.9% | 1232.0105 | 0.069496 | 15.7% | 9.886% | 1.063% | 1.01%
769 | 127748.6479 | 4767.4045 | 132516.0524 | 126291.5998 | 101.2% | 1457.0481 | 253.3491 | 0.063533 | 15.96% | 10.13% | 1.322% | 1.256% | 11813.2264 | 1994.9999 | 129743.6478 | 125082.9568 | 127144.3264 | -604.3215 | 101.6% | 2061.3696 | 0.050655 | 16.52% | 10.67% | 1.889% | 1.794%
770 | 132263.7404 | 3849.5968 | 136113.3372 | 130623.7907 | 101.3% | 1639.9497 | 242.4806 | 0.060851 | 16.07% | 10.24% | 1.439% | 1.367% | 11706.0582 | 2115.7719 | 134379.5123 | 132692.8775 | 134332.8272 | 2069.0868 | 101.2% | 1639.9497 | 0.061367 | 16.05% | 10.22% | 1.416% | 1.346%
771 | 126451.2648 | 6971.8328 | 133423.0976 | 124976.7888 | 101.2% | 1474.476 | 250.5623 | 0.062846 | 15.99% | 10.16% | 1.352% | 1.285% | 11564.6308 | 5411.4278 | 131862.6926 | 125287.7792 | 126762.2552 | 310.9904 | 101.2% | 1474.476 | 0.062923 | 15.98% | 10.16% | 1.349% | 1.281%
772 | 137491.5743 | 4335.8282 | 141827.4024 | 134827.2176 | 102% | 2664.3567 | 187.0533 | 0.044638 | 16.9% | 11.03% | 2.265% | 2.152% | 9387.1644 | 3788.6863 | 141280.2606 | 131846.5771 | 136001.254 | -1490.3203 | 103.2% | 4154.677 | 0.026813 | 18.25% | 12.31% | 3.612% | 3.431%
773 | 140264.78 | 5074.7786 | 145339.5586 | 138671.2996 | 101.1% | 1593.4804 | 253.8467 | 0.063655 | 15.95% | 10.13% | 1.317% | 1.251% | 12996.101 | 3523.6087 | 143788.3887 | 137719.6533 | 139788.9568 | -475.8232 | 101.5% | 2069.3036 | 0.054338 | 16.36% | 10.51% | 1.722% | 1.636%
774 | 134140.405 | 4127.3971 | 138267.8021 | 132748.9888 | 101% | 1391.4162 | 264.6356 | 0.066316 | 15.83% | 10.02% | 1.201% | 1.141% | 12956.8888 | 2690.6614 | 136831.0664 | 131149.4092 | 133340.6153 | -799.7898 | 101.7% | 2191.206 | 0.050238 | 16.55% | 10.7% | 1.915% | 1.819%
775 | 139881.8461 | 3967.7311 | 143849.5772 | 139439.8709 | 100.3% | 441.9752 | 342.7852 | 0.089108 | 15% | 9.221% | 0.3628% | 0.3451% | 17501.5383 | 3393.3784 | 143275.2245 | 141431.3623 | 141873.3375 | 1991.4914 | 100.3% | 441.9752 | 0.089262 | 14.99% | 9.216% | 0.3577% | 0.3402%
776 | 133812.1517 | 4081.0234 | 137893.175 | 131882.4031 | 101.5% | 1929.7486 | 220.2759 | 0.055375 | 16.31% | 10.47% | 1.677% | 1.593% | 10758.5893 | 3698.2066 | 137510.3582 | 132571.7681 | 134501.5166 | 689.3649 | 101.5% | 1929.7486 | 0.055575 | 16.3% | 10.46% | 1.668% | 1.585%
777 | 130422.2805 | 4180.2013 | 134602.4818 | 128238.8961 | 101.7% | 2183.3844 | 197.6342 | 0.049654 | 16.58% | 10.73% | 1.951% | 1.854% | 9408.2064 | 3376.9693 | 133799.2498 | 130336.7739 | 132520.1583 | 2097.8778 | 101.7% | 2183.3844 | 0.050157 | 16.55% | 10.7% | 1.92% | 1.824%
778 | 130654.5168 | 6968.5057 | 137623.0226 | 128582.7241 | 101.6% | 2071.7928 | 204.4509 | 0.051473 | 16.48% | 10.63% | 1.847% | 1.754% | 9750.0371 | 2775.2786 | 133429.7954 | 128713.9278 | 130785.7206 | 131.2038 | 101.6% | 2071.7928 | 0.051516 | 16.48% | 10.63% | 1.845% | 1.752%
779 | 129407.8195 | 7055.0708 | 136462.8903 | 128467.5781 | 100.7% | 940.2414 | 298.4354 | 0.074851 | 15.47% | 9.673% | 0.8385% | 0.7969% | 14096.253 | 6230.0616 | 135637.8811 | 129894.3408 | 130834.5822 | 1426.7627 | 100.7% | 940.2414 | 0.075127 | 15.46% | 9.664% | 0.8293% | 0.7881%
780 | 132853.7856 | 6507.6277 | 139361.4132 | 130925.6126 | 101.5% | 1928.1729 | 219.2607 | 0.055125 | 16.32% | 10.48% | 1.688% | 1.603% | 10632.3079 | 2873.676 | 135727.4616 | 133667.1685 | 135595.3415 | 2741.5559 | 101.4% | 1928.1729 | 0.055921 | 16.29% | 10.45% | 1.653% | 1.571%
781 | 140764.7986 | 3217.4811 | 143982.2798 | 140462.1263 | 100.2% | 302.6723 | 353.6337 | 0.092596 | 14.88% | 9.111% | 0.2465% | 0.2346% | 18169.4009 | 2581.5911 | 143346.3898 | 137570.6484 | 139319.0597 | -1445.7389 | 101.3% | 1748.4113 | 0.060444 | 16.09% | 10.26% | 1.456% | 1.384%
782 | 133305.426 | 6747.7888 | 140053.2148 | 131998.8623 | 101% | 1306.5637 | 270.8661 | 0.067853 | 15.77% | 9.954% | 1.134% | 1.078% | 13179.3891 | 1519.6733 | 134825.0993 | 131392.1923 | 133002.091 | -303.335 | 101.2% | 1609.8987 | 0.061648 | 16.04% | 10.21% | 1.404% | 1.334%
783 | 136677.1547 | 6142.7935 | 142819.9482 | 134957.0973 | 101.3% | 1720.0574 | 240.4403 | 0.060349 | 16.09% | 10.26% | 1.461% | 1.388% | 11994.8831 | 2643.8585 | 139321.0133 | 137214.9829 | 138935.0403 | 2257.8855 | 101.3% | 1720.0574 | 0.060902 | 16.07% | 10.24% | 1.436% | 1.365%
784 | 130047.5056 | 6962.1846 | 137009.6902 | 127962.6305 | 101.6% | 2084.8751 | 202.52 | 0.050998 | 16.5% | 10.65% | 1.867% | 1.774% | 9613.0869 | 7800.5846 | 137848.0902 | 130610.5627 | 132695.4378 | 2647.9321 | 101.6% | 2084.8751 | 0.051868 | 16.46% | 10.61% | 1.829% | 1.738%
785 | 135862.0818 | 6057.8405 | 141919.9223 | 134373.0596 | 101.1% | 1489.0222 | 258.226 | 0.064735 | 15.9% | 10.08% | 1.27% | 1.206% | 12805.3382 | 3173.9964 | 139036.0782 | 132850.3175 | 135100.7108 | -761.3711 | 101.7% | 2250.3933 | 0.049813 | 16.57% | 10.72% | 1.941% | 1.844%
786 | 132360.8594 | 6155.1082 | 138515.9675 | 129468.6787 | 102.2% | 2892.1807 | 177.0806 | 0.039912 | 17.19% | 11.31% | 2.56% | 2.432% | 8555.0679 | 1676.0194 | 134036.8788 | 128808.3172 | 132030.6786 | -330.1807 | 102.5% | 3222.3614 | 0.035001 | 17.5% | 11.6% | 2.867% | 2.724%
787 | 133894.185 | 5189.6971 | 139083.8821 | 132045.6634 | 101.4% | 1848.5216 | 227.0438 | 0.057044 | 16.24% | 10.4% | 1.604% | 1.524% | 11095.9424 | 1000 | 134894.185 | 133520.9731 | 134894.185 | 1000 | 101% | 1373.2119 | 0.066835 | 15.81% | 9.996% | 1.178% | 1.12%
788 | 137069.0955 | 5312.7556 | 142381.8511 | 133890.8824 | 102.4% | 3178.2131 | 171.6753 | 0.037347 | 17.35% | 11.46% | 2.721% | 2.584% | 8588.953 | 3168.9049 | 140238.0004 | 129082.4775 | 134664.893 | -2404.2024 | 104.3% | 5582.4156 | 0.015465 | 19.59% | 13.58% | 4.957% | 4.709%
789 | 134424.014 | 5869.7 | 140293.7141 | 132053.2384 | 101.8% | 2370.7757 | 194.0502 | 0.047954 | 16.69% | 10.83% | 2.058% | 1.955% | 9521.0263 | 2137.1226 | 136561.1366 | 134300.814 | 136561.1366 | 2137.1226 | 101.7% | 2260.3226 | 0.050013 | 16.56% | 10.71% | 1.929% | 1.832%
790 | 117886.7982 | 5609.4355 | 123496.2337 | 114260.6201 | 103.2% | 3626.1781 | 140.7329 | 0.02653 | 18.27% | 12.33% | 3.637% | 3.455% | 6055.5514 | 2071.8844 | 119958.6826 | 113619.9141 | 117566.4452 | -320.353 | 103.5% | 3946.5311 | 0.023091 | 18.61% | 12.66% | 3.981% | 3.782%
791 | 138662.2567 | 4444.3031 | 143106.5598 | 137430.1618 | 100.9% | 1232.0949 | 280.8388 | 0.070313 | 15.66% | 9.852% | 1.027% | 0.9761% | 14213.7351 | 2126.6572 | 140788.9139 | 139284.3368 | 140516.4317 | 1854.1751 | 100.9% | 1232.0949 | 0.070627 | 15.65% | 9.839% | 1.014% | 0.9631%
792 | 135212.8429 | 6146.0383 | 141358.8812 | 133887.6142 | 101% | 1325.2286 | 270.876 | 0.067854 | 15.77% | 9.954% | 1.134% | 1.078% | 13368.4592 | 1126.1084 | 136338.9512 | 136108.6933 | 136338.9512 | 1126.1084 | 100.2% | 230.2579 | 0.094187 | 14.83% | 9.06% | 0.1934% | 0.1842%
793 | 135505.9414 | 4684.7549 | 140190.6963 | 136210.7929 | 99.48% | -704.8516 | 431.9724 | 0.12379 | 14.04% | 8.313% | -0.5937% | -0.5634% | 21365.2114 | 3973.5777 | 139479.5191 | 134588.6617 | 134694.8758 | -811.0656 | 100.1% | 106.214 | 0.097288 | 14.72% | 8.962% | 0.08995% | 0.08592%
794 | 139304.5729 | 5023.3494 | 144327.9223 | 137804.3901 | 101.1% | 1500.1828 | 260.3061 | 0.065249 | 15.88% | 10.06% | 1.247% | 1.185% | 13235.5687 | 4865.7966 | 144170.3695 | 138550.8007 | 140050.9835 | 746.4106 | 101.1% | 1500.1828 | 0.065404 | 15.87% | 10.06% | 1.241% | 1.179%
795 | 130512.4536 | 3750.3579 | 134262.8114 | 129444.6299 | 100.8% | 1067.8237 | 288.4925 | 0.0722 | 15.58% | 9.774% | 0.9451% | 0.8981% | 13742.9307 | 4648.3322 | 135160.7858 | 129954.4553 | 131022.279 | 509.8254 | 100.8% | 1067.8237 | 0.072285 | 15.57% | 9.771% | 0.9414% | 0.8946%
796 | 131991.5104 | 5276.2901 | 137267.8005 | 130864.3638 | 100.9% | 1127.1467 | 284.6109 | 0.071241 | 15.62% | 9.814% | 0.9868% | 0.9378% | 13711.6716 | 3251.4672 | 135242.9777 | 129993.8537 | 131556.2554 | -435.255 | 101.2% | 1562.4017 | 0.062263 | 16.01% | 10.18% | 1.377% | 1.309%
797 | 133326.0162 | 5199.2989 | 138525.3151 | 131805.3549 | 101.2% | 1520.6612 | 253.3491 | 0.063533 | 15.96% | 10.13% | 1.322% | 1.256% | 12328.9792 | 2331.8116 | 135657.8278 | 129566.0322 | 132206.3548 | -1119.6614 | 102% | 2640.3226 | 0.043507 | 16.97% | 11.09% | 2.335% | 2.219%
798 | 131610.8201 | 7563.8402 | 139174.6603 | 129311.5129 | 101.8% | 2299.3072 | 194.7131 | 0.048269 | 16.67% | 10.81% | 2.038% | 1.936% | 9353.6175 | 4441.346 | 136052.166 | 130219.4172 | 132518.7244 | 907.9043 | 101.8% | 2299.3072 | 0.048497 | 16.66% | 10.8% | 2.024% | 1.922%
799 | 134602.9009 | 4214.2033 | 138817.1043 | 133188.696 | 101.1% | 1414.205 | 263.1725 | 0.065956 | 15.85% | 10.03% | 1.217% | 1.156% | 12929.6817 | 1978.7018 | 136581.6027 | 135110.256 | 136524.461 | 1921.5601 | 101% | 1414.205 | 0.066354 | 15.83% | 10.02% | 1.199% | 1.14%
800 | 134625.8533 | 1621.9982 | 136247.8515 | 133007.7234 | 101.2% | 1618.1299 | 246.6309 | 0.061877 | 16.03% | 10.2% | 1.394% | 1.325% | 12119.0586 | 4781.7829 | 139407.6362 | 133400.0183 | 135018.1483 | 392.295 | 101.2% | 1618.1299 | 0.061971 | 16.02% | 10.2% | 1.39% | 1.321%
801 | 132032.5832 | 6222.992 | 138255.5752 | 129352.4417 | 102.1% | 2680.1415 | 183.3509 | 0.042881 | 17.01% | 11.13% | 2.375% | 2.256% | 8836.0266 | 1000 | 133032.5832 | 131870.2937 | 133032.5832 | 1000 | 100.9% | 1162.2896 | 0.070712 | 15.64% | 9.836% | 1.01% | 0.9596%
802 | 132343.994 | 4072.1229 | 136416.1169 | 130539.6297 | 101.4% | 1804.3643 | 228.9249 | 0.05751 | 16.22% | 10.38% | 1.584% | 1.505% | 11058.3433 | 1962.676 | 134306.67 | 131204.202 | 133008.5664 | 664.5723 | 101.4% | 1804.3643 | 0.057694 | 16.21% | 10.37% | 1.576% | 1.497%
803 | 137435.3723 | 5199.0195 | 142634.3919 | 135011.4867 | 101.8% | 2423.8856 | 194.0502 | 0.047954 | 16.69% | 10.83% | 2.058% | 1.955% | 9734.3158 | 1025.1439 | 138460.5162 | 132974.3631 | 136416.8105 | -1018.5618 | 102.6% | 3442.4474 | 0.033902 | 17.6% | 11.69% | 2.967% | 2.819%
804 | 134516.7924 | 2838.5103 | 137355.3027 | 133851.3391 | 100.5% | 665.4533 | 323.5264 | 0.082917 | 15.2% | 9.417% | 0.5694% | 0.5413% | 15884.7048 | 1383.2206 | 135900.013 | 128649.4979 | 131915.8718 | -2600.9206 | 102.5% | 3266.3739 | 0.034531 | 17.54% | 11.64% | 2.91% | 2.764%
805 | 134729.0815 | 3432.5881 | 138161.6696 | 135253.8211 | 99.61% | -524.7396 | 418.138 | 0.11741 | 14.19% | 8.454% | -0.4453% | -0.4224% | 20562.4008 | 1000 | 135729.0815 | 137346.6318 | 135729.0815 | 1000 | 98.82% | -1617.5503 | 0.15936 | 13.28% | 7.594% | -1.351% | -1.282%
806 | 132938.6821 | 6042.6674 | 138981.3495 | 131452.2182 | 101.1% | 1486.4639 | 255.7975 | 0.064137 | 15.93% | 10.11% | 1.296% | 1.231% | 12411.9639 | 3083.0662 | 136021.7483 | 131753.5914 | 133240.0553 | 301.3732 | 101.1% | 1486.4639 | 0.064206 | 15.93% | 10.1% | 1.293% | 1.228%
807 | 135910.9591 | 5194.3842 | 141105.3434 | 135750.9424 | 100.1% | 160.0168 | 364.0643 | 0.09595 | 14.77% | 9.005% | 0.1346% | 0.1283% | 18060.3191 | 1000 | 136910.9591 | 137565.5763 | 136910.9591 | 1000 | 99.52% | -654.6172 | 0.12174 | 14.09% | 8.358% | -0.546% | -0.5181%
808 | 129235.3332 | 6299.3353 | 135534.6685 | 127359.6767 | 101.5% | 1875.6565 | 219.2607 | 0.055125 | 16.32% | 10.48% | 1.688% | 1.603% | 10342.7226 | 5363.5473 | 134598.8805 | 127741.6448 | 129617.3014 | 381.9681 | 101.5% | 1875.6565 | 0.055241 | 16.32% | 10.47% | 1.683% | 1.599%
809 | 135236.0587 | 3934.1969 | 139170.2555 | 133711.1538 | 101.1% | 1524.9049 | 254.7723 | 0.063883 | 15.94% | 10.12% | 1.307% | 1.242% | 12575.8589 | 4095.745 | 139331.8037 | 131268.0552 | 134014.5094 | -1221.5493 | 102.1% | 2746.4542 | 0.042509 | 17.03% | 11.15% | 2.398% | 2.278%
810 | 131876.93 | 7470.3972 | 139347.3272 | 130501.9217 | 101.1% | 1375.0083 | 264.0484 | 0.066172 | 15.84% | 10.02% | 1.207% | 1.147% | 12709.9895 | 4098.3253 | 135975.2553 | 131505.3191 | 132880.3274 | 1003.3974 | 101% | 1375.0083 | 0.066384 | 15.83% | 10.01% | 1.198% | 1.138%
811 | 138244.6644 | 3427.762 | 141672.4263 | 137824.0714 | 100.3% | 420.593 | 344.0492 | 0.089514 | 14.98% | 9.208% | 0.3493% | 0.3323% | 17360.4807 | 2348.2999 | 140592.9643 | 133142.9204 | 135904.0889 | -2340.5755 | 102.1% | 2761.1685 | 0.042847 | 17.01% | 11.13% | 2.377% | 2.258%
812 | 137576.6236 | 3363.1733 | 140939.7969 | 136491.8398 | 100.8% | 1084.7838 | 291.7172 | 0.072995 | 15.54% | 9.741% | 0.9105% | 0.8653% | 14648.7167 | 1000 | 138576.6236 | 138299.194 | 138576.6236 | 1000 | 100.2% | 277.4296 | 0.093107 | 14.86% | 9.095% | 0.2294% | 0.2184%
813 | 132294.2233 | 4983.1831 | 137277.4065 | 130873.3403 | 101.1% | 1420.883 | 260.6246 | 0.065326 | 15.88% | 10.06% | 1.244% | 1.182% | 12584.8823 | 1703.103 | 133997.3263 | 132649.0704 | 133997.3263 | 1703.103 | 101% | 1348.256 | 0.067153 | 15.8% | 9.983% | 1.165% | 1.107%
814 | 133220.0016 | 4512.2367 | 137732.2383 | 130638.4208 | 102% | 2581.5808 | 187.0533 | 0.044638 | 16.9% | 11.03% | 2.265% | 2.152% | 9095.525 | 2749.7201 | 135969.7217 | 132274.0292 | 134855.61 | 1635.6084 | 102% | 2581.5808 | 0.045086 | 16.87% | 11% | 2.237% | 2.125%
815 | 130813.4411 | 2873.1032 | 133686.5443 | 130237.066 | 100.4% | 576.3751 | 329.3687 | 0.084793 | 15.14% | 9.358% | 0.5068% | 0.4818% | 15726.3387 | 1350.4316 | 132163.8727 | 130941.8806 | 131518.2557 | 704.8146 | 100.4% | 576.3751 | 0.084875 | 15.14% | 9.355% | 0.5041% | 0.4792%
816 | 136159.0382 | 5070.8396 | 141229.8778 | 134098.5036 | 101.5% | 2060.5347 | 212.433 | 0.053441 | 16.39% | 10.55% | 1.761% | 1.673% | 10557.5076 | 4572.3208 | 140731.3591 | 135232.0029 | 137292.5375 | 1133.4993 | 101.5% | 2060.5347 | 0.053781 | 16.38% | 10.54% | 1.746% | 1.659%
817 | 135401.8194 | 4519.6887 | 139921.5081 | 134061.7994 | 101% | 1340.0199 | 269.831 | 0.067597 | 15.78% | 9.964% | 1.145% | 1.088% | 13335.4953 | 3848.1197 | 139249.9391 | 135048.4556 | 136388.4755 | 986.6562 | 101% | 1340.0199 | 0.06779 | 15.77% | 9.957% | 1.137% | 1.08%
818 | 132893.2466 | 4068.8012 | 136962.0478 | 130976.7498 | 101.5% | 1916.4967 | 220.2759 | 0.055375 | 16.31% | 10.47% | 1.677% | 1.593% | 10684.7087 | 2495.4362 | 135388.6828 | 134380.3834 | 135388.6828 | 2495.4362 | 100.8% | 1008.2994 | 0.074217 | 15.49% | 9.693% | 0.8596% | 0.8169%
819 | 137032.2606 | 4392.0596 | 141424.3202 | 135593.4778 | 101.1% | 1438.7828 | 263.2521 | 0.065975 | 15.85% | 10.03% | 1.216% | 1.155% | 13167.0236 | 1000 | 138032.2606 | 134456.265 | 136463.6542 | -568.6064 | 101.5% | 2007.3892 | 0.054591 | 16.34% | 10.5% | 1.711% | 1.625%
820 | 131508.6768 | 4905.1699 | 136413.8467 | 132036.1602 | 99.6% | -527.4834 | 419.3622 | 0.11798 | 14.17% | 8.441% | -0.4585% | -0.435% | 20129.6638 | 4427.5071 | 135936.1839 | 131117.4915 | 131049.3424 | -459.3344 | 99.95% | -68.149 | 0.10179 | 14.57% | 8.82% | -0.0601% | -0.05659%
821 | 138784.6543 | 4813.3406 | 143597.9949 | 139023.6039 | 99.83% | -238.9497 | 395.0375 | 0.10676 | 14.44% | 8.689% | -0.1975% | -0.1871% | 20011.1756 | 5189.2773 | 143973.9316 | 141015.0248 | 141015.0248 | 2230.3706 | 100% | 0 | 0.1 | 14.63% | 8.876% | -0.0005144% | 0%
822 | 130207.8183 | 5120.5322 | 135328.3505 | 128765.3965 | 101.1% | 1442.4218 | 256.9321 | 0.064417 | 15.92% | 10.1% | 1.284% | 1.22% | 12210.9178 | 1000 | 131207.8183 | 126659.2813 | 129154.7607 | -1053.0576 | 102% | 2495.4794 | 0.044746 | 16.89% | 11.02% | 2.258% | 2.145%
823 | 133935.1467 | 4645.1496 | 138580.2963 | 132314.6622 | 101.2% | 1620.4845 | 245.765 | 0.061662 | 16.04% | 10.21% | 1.403% | 1.333% | 12014.5505 | 1699.962 | 135635.1087 | 135486.3468 | 135635.1087 | 1699.962 | 100.1% | 148.7619 | 0.096227 | 14.76% | 8.996% | 0.1254% | 0.1195%
824 | 136656.4913 | 8512.9854 | 145169.4767 | 135163.4318 | 101.1% | 1493.0594 | 258.6042 | 0.064827 | 15.9% | 10.08% | 1.266% | 1.203% | 12899.0781 | 7000.0514 | 143656.5427 | 130743.3517 | 134446.4512 | -2210.04 | 102.8% | 3703.0995 | 0.030832 | 17.88% | 11.96% | 3.246% | 3.084%
825 | 125851.6942 | 8602.0606 | 134453.7548 | 123962.1511 | 101.5% | 1889.5431 | 213.7468 | 0.053765 | 16.38% | 10.54% | 1.747% | 1.66% | 9818.6454 | 5659.2547 | 131510.9488 | 124595.6056 | 126485.1486 | 633.4545 | 101.5% | 1889.5431 | 0.05397 | 16.37% | 10.53% | 1.738% | 1.651%
826 | 132480.5869 | 3700.5751 | 136181.1619 | 131070.0805 | 101.1% | 1410.5064 | 261.6398 | 0.065578 | 15.87% | 10.05% | 1.233% | 1.172% | 12651.7005 | 4150.7909 | 136631.3778 | 130978.0922 | 132434.5927 | -45.9941 | 101.1% | 1456.5005 | 0.064633 | 15.91% | 10.09% | 1.274% | 1.211%
827 | 131570.8901 | 7664.9392 | 139235.8292 | 129978.1259 | 101.2% | 1592.7641 | 245.6954 | 0.061644 | 16.04% | 10.21% | 1.404% | 1.334% | 11799.1209 | 2897.0636 | 134467.9537 | 128790.026 | 130976.8401 | -594.05 | 101.7% | 2186.8141 | 0.049739 | 16.58% | 10.72% | 1.946% | 1.849%
828 | 138754.4783 | 4256.2723 | 143010.7506 | 136549.1704 | 101.6% | 2205.3079 | 204.0428 | 0.051373 | 16.48% | 10.63% | 1.851% | 1.758% | 10333.8266 | 6273.0009 | 145027.4791 | 137520.3364 | 139725.6442 | 971.166 | 101.6% | 2205.3079 | 0.051674 | 16.47% | 10.62% | 1.838% | 1.746%
829 | 130155.8516 | 6787.7635 | 136943.6152 | 127513.806 | 102.1% | 2642.0456 | 183.3509 | 0.042881 | 17.01% | 11.13% | 2.375% | 2.256% | 8710.4299 | 3112.0348 | 133267.8864 | 126849.4258 | 129823.6615 | -332.1901 | 102.3% | 2974.2357 | 0.03788 | 17.32% | 11.43% | 2.687% | 2.553%
830 | 141581.1423 | 2145.1688 | 143726.3111 | 140892.4616 | 100.5% | 688.6807 | 324.4222 | 0.083204 | 15.19% | 9.408% | 0.5598% | 0.5322% | 16765.2037 | 1000 | 142581.1423 | 145198.9264 | 142581.1423 | 1000 | 98.2% | -2617.7841 | 0.2002 | 12.57% | 6.913% | -2.067% | -1.963%
831 | 125157.567 | 4601.2793 | 129758.8464 | 123918.9305 | 101% | 1238.6365 | 269.831 | 0.067597 | 15.78% | 9.964% | 1.145% | 1.088% | 12326.5563 | 3022.4181 | 128179.9851 | 126552.1532 | 127790.7897 | 2633.2227 | 101% | 1238.6365 | 0.068145 | 15.75% | 9.942% | 1.121% | 1.066%
832 | 131808.8723 | 5689.5916 | 137498.4639 | 127828.2247 | 103.1% | 3980.6476 | 143.0404 | 0.027281 | 18.2% | 12.27% | 3.569% | 3.39% | 6881.7088 | 6344.9998 | 138153.8721 | 129793.9222 | 133774.5698 | 1965.6975 | 103.1% | 3980.6476 | 0.027875 | 18.15% | 12.22% | 3.515% | 3.339%
833 | 144556.9796 | 3007.0201 | 147563.9998 | 145267.8496 | 99.51% | -710.87 | 428.9666 | 0.1224 | 14.07% | 8.343% | -0.5615% | -0.5328% | 22633.6945 | 4076.3512 | 148633.3308 | 142739.5939 | 143292.8518 | -1264.1278 | 100.4% | 553.2579 | 0.086681 | 15.08% | 9.298% | 0.4438% | 0.422%
834 | 137670.1654 | 5329.1677 | 142999.3331 | 138070.8561 | 99.71% | -400.6906 | 407.6875 | 0.11259 | 14.3% | 8.56% | -0.3332% | -0.316% | 20486.1384 | 1971.1322 | 139641.2977 | 135299.6861 | 136284.5804 | -1385.585 | 100.7% | 984.8943 | 0.074987 | 15.47% | 9.669% | 0.8339% | 0.7925%
835 | 133610.0676 | 7073.4742 | 140683.5418 | 132851.7004 | 100.6% | 758.3672 | 315.6538 | 0.080385 | 15.29% | 9.498% | 0.6539% | 0.6215% | 15393.6998 | 3847.2327 | 137457.3004 | 134626.0475 | 135384.4148 | 1774.3471 | 100.6% | 758.3672 | 0.080643 | 15.28% | 9.49% | 0.6452% | 0.6133%
836 | 138774.0889 | 7096.4023 | 145870.4912 | 136721.7476 | 101.5% | 2052.3413 | 216.2251 | 0.054376 | 16.35% | 10.51% | 1.72% | 1.634% | 10952.3493 | 3800.5507 | 142574.6396 | 139686.4153 | 141738.7566 | 2964.6677 | 101.5% | 2052.3413 | 0.055216 | 16.32% | 10.48% | 1.684% | 1.6%
837 | 135096.4999 | 3882.0833 | 138978.5832 | 134049.0201 | 100.8% | 1047.4797 | 293.1504 | 0.073347 | 15.53% | 9.727% | 0.8952% | 0.8508% | 14455.3128 | 4347.1455 | 139443.6454 | 134091.3788 | 135138.8585 | 42.3587 | 100.8% | 1047.4797 | 0.073354 | 15.53% | 9.727% | 0.895% | 0.8505%
838 | 128360.5737 | 5193.7804 | 133554.3541 | 127219.8716 | 100.9% | 1140.7021 | 280.8288 | 0.07031 | 15.66% | 9.852% | 1.027% | 0.9762% | 13157.2828 | 1000 | 129360.5737 | 124339.2642 | 126920.27 | -1440.3037 | 102.1% | 2581.0058 | 0.042811 | 17.01% | 11.14% | 2.379% | 2.26%
839 | 132743.8287 | 6749.6862 | 139493.5149 | 130915.6965 | 101.4% | 1828.1322 | 227.412 | 0.057136 | 16.23% | 10.4% | 1.6% | 1.52% | 11018.4537 | 4143.9396 | 136887.7684 | 133097.5992 | 134925.7314 | 2181.9027 | 101.4% | 1828.1322 | 0.057739 | 16.21% | 10.37% | 1.574% | 1.495%
840 | 136110.7077 | 3801.9751 | 139912.6828 | 134793.2906 | 101% | 1317.4171 | 272.1997 | 0.068182 | 15.75% | 9.94% | 1.12% | 1.064% | 13522.9941 | 1000 | 137110.7077 | 134024.6778 | 135726.4013 | -384.3064 | 101.3% | 1701.7235 | 0.060476 | 16.09% | 10.26% | 1.455% | 1.382%
841 | 127885.8294 | 7795.3917 | 135681.2211 | 126337.6757 | 101.2% | 1548.1537 | 245.6954 | 0.061644 | 16.04% | 10.21% | 1.404% | 1.334% | 11468.6491 | 5939.6548 | 133825.4842 | 125475.6846 | 127454.8338 | -430.9956 | 101.6% | 1979.1493 | 0.052368 | 16.44% | 10.59% | 1.808% | 1.717%
842 | 136423.8402 | 4184.7804 | 140608.6205 | 134018.0012 | 101.8% | 2405.839 | 194.0538 | 0.047957 | 16.69% | 10.83% | 2.057% | 1.955% | 9662.8491 | 1442.3296 | 137866.1697 | 133651.7608 | 136240.72 | -183.1202 | 101.9% | 2588.9592 | 0.045354 | 16.85% | 10.99% | 2.22% | 2.109%
843 | 139611.7885 | 3197.2165 | 142809.0051 | 138761.9024 | 100.6% | 849.8862 | 311.2048 | 0.078954 | 15.33% | 9.543% | 0.7016% | 0.6668% | 15858.4709 | 1000 | 140611.7885 | 139505.6615 | 140355.5477 | 743.7592 | 100.6% | 849.8862 | 0.079066 | 15.33% | 9.539% | 0.6978% | 0.6633%
844 | 130711.795 | 5066.3486 | 135778.1437 | 127578.5729 | 102.5% | 3133.2221 | 168.4966 | 0.03584 | 17.45% | 11.55% | 2.815% | 2.674% | 8038.9405 | 2409.869 | 133121.664 | 125604.9737 | 129724.9954 | -986.7996 | 103.3% | 4120.0217 | 0.025187 | 18.39% | 12.45% | 3.76% | 3.571%
845 | 134513.3522 | 4015.3239 | 138528.6761 | 133900.2678 | 100.5% | 613.0844 | 327.7265 | 0.084267 | 15.16% | 9.375% | 0.5244% | 0.4985% | 16090.512 | 4270.748 | 138784.1002 | 136424.44 | 137037.5244 | 2524.1722 | 100.4% | 613.0844 | 0.084558 | 15.15% | 9.365% | 0.5146% | 0.4893%
846 | 129288.3481 | 7128.4021 | 136416.7501 | 124720.4539 | 103.7% | 4567.8941 | 121.8225 | 0.021358 | 18.83% | 12.86% | 4.198% | 3.988% | 5748.836 | 2513.1376 | 131801.4856 | 127644.1248 | 131801.4856 | 2513.1376 | 103.3% | 4157.3608 | 0.025479 | 18.37% | 12.42% | 3.733% | 3.546%
847 | 126969.8762 | 4069.5473 | 131039.4235 | 123933.974 | 102.4% | 3035.9021 | 168.7404 | 0.035956 | 17.44% | 11.54% | 2.808% | 2.667% | 7820.1063 | 1000 | 127969.8762 | 123470.9316 | 126738.3549 | -231.5212 | 102.6% | 3267.4234 | 0.033178 | 17.67% | 11.76% | 3.033% | 2.881%
848 | 127954.659 | 7576.2627 | 135530.9217 | 125813.9123 | 101.7% | 2140.7468 | 197.6757 | 0.049674 | 16.58% | 10.73% | 1.95% | 1.853% | 9232.1393 | 1959.1458 | 129913.8048 | 127190.714 | 129331.4608 | 1376.8018 | 101.7% | 2140.7468 | 0.050012 | 16.56% | 10.71% | 1.929% | 1.832%
849 | 129363.0749 | 6261.9182 | 135624.9931 | 128662.7042 | 100.5% | 700.3708 | 318.4804 | 0.081295 | 15.26% | 9.469% | 0.6235% | 0.5927% | 15037.8536 | 3366.6084 | 132729.6833 | 134122.7459 | 132729.6833 | 3366.6084 | 98.96% | -1393.0627 | 0.15028 | 13.44% | 7.745% | -1.191% | -1.131%
850 | 132343.9383 | 3146.5395 | 135490.4779 | 132207.396 | 100.1% | 136.5423 | 365.6269 | 0.096451 | 14.75% | 8.989% | 0.1179% | 0.1124% | 17661.803 | 3698.1477 | 136042.0861 | 135647.5883 | 135784.1307 | 3440.1923 | 100.1% | 136.5423 | 0.096541 | 14.75% | 8.986% | 0.1149% | 0.1096%
851 | 135516.0556 | 4432.1139 | 139948.1695 | 133987.9935 | 101.1% | 1528.0621 | 254.7723 | 0.063883 | 15.94% | 10.12% | 1.307% | 1.242% | 12601.8963 | 1000 | 136516.0556 | 138427.1101 | 136516.0556 | 1000 | 98.62% | -1911.0546 | 0.17261 | 13.05% | 7.373% | -1.583% | -1.503%
852 | 136014.1878 | 6457.0533 | 142471.2411 | 134681.0747 | 101% | 1333.113 | 270.8661 | 0.067853 | 15.77% | 9.954% | 1.134% | 1.078% | 13447.1939 | 6406.833 | 142421.0207 | 137027.4814 | 138360.5944 | 2346.4067 | 101% | 1333.113 | 0.0683 | 15.75% | 9.935% | 1.115% | 1.059%
853 | 135949.6902 | 6407.5947 | 142357.2849 | 134167.3506 | 101.3% | 1782.3396 | 234.6776 | 0.058928 | 16.16% | 10.32% | 1.522% | 1.446% | 11645.0865 | 3930.4289 | 139880.1191 | 134554.7015 | 136337.0411 | 387.351 | 101.3% | 1782.3396 | 0.059028 | 16.15% | 10.32% | 1.518% | 1.442%
854 | 131504.9396 | 6155.486 | 137660.4256 | 129504.004 | 101.5% | 2000.9356 | 211.5273 | 0.053217 | 16.4% | 10.56% | 1.771% | 1.682% | 10153.1645 | 1475.6462 | 132980.5858 | 129811.0113 | 131811.9469 | 307.0073 | 101.5% | 2000.9356 | 0.053314 | 16.4% | 10.55% | 1.766% | 1.678%
855 | 143262.3931 | 4530.1042 | 147792.4973 | 141757.2072 | 101.1% | 1505.1859 | 263.1725 | 0.065956 | 15.85% | 10.03% | 1.217% | 1.156% | 13761.495 | 1745.2228 | 145007.6159 | 141870.5566 | 143375.7425 | 113.3494 | 101.1% | 1505.1859 | 0.065979 | 15.85% | 10.03% | 1.216% | 1.155%
856 | 147413.7062 | 284.0101 | 147697.7163 | 146713.1125 | 100.5% | 700.5937 | 325.6265 | 0.083591 | 15.18% | 9.396% | 0.5469% | 0.5199% | 17520.6597 | 2656.5202 | 150070.2265 | 149252.9064 | 149953.5001 | 2539.7939 | 100.5% | 700.5937 | 0.08387 | 15.17% | 9.387% | 0.5376% | 0.5111%
857 | 132124.0199 | 4065.3545 | 136189.3743 | 130742.2667 | 101.1% | 1381.7531 | 263.71 | 0.066087 | 15.84% | 10.03% | 1.211% | 1.151% | 12717.4842 | 1000 | 133124.0199 | 129869.7203 | 131687.7467 | -436.2732 | 101.4% | 1818.0263 | 0.057045 | 16.24% | 10.4% | 1.604% | 1.524%
858 | 132645.3093 | 4081.3941 | 136726.7035 | 130761.2716 | 101.4% | 1884.0378 | 222.6645 | 0.055965 | 16.28% | 10.44% | 1.651% | 1.569% | 10780.4235 | 2554.7039 | 135200.0133 | 128973.0053 | 131751.1762 | -894.1331 | 102.2% | 2778.1709 | 0.041375 | 17.1% | 11.22% | 2.469% | 2.345%
859 | 139479.2716 | 5243.5816 | 144722.8532 | 137835.7692 | 101.2% | 1643.5024 | 249.2187 | 0.062515 | 16% | 10.17% | 1.366% | 1.298% | 12687.7061 | 3499.9058 | 142979.1773 | 138994.3501 | 140637.8525 | 1158.5809 | 101.2% | 1643.5024 | 0.062777 | 15.99% | 10.16% | 1.355% | 1.287%
860 | 136213.7224 | 2877.7547 | 139091.4771 | 135504.286 | 100.5% | 709.4364 | 320.7098 | 0.08201 | 15.23% | 9.446% | 0.5996% | 0.57% | 15945.0523 | 6206.6486 | 142420.3711 | 137211.9077 | 137921.3441 | 1707.6217 | 100.5% | 709.4364 | 0.082233 | 15.23% | 9.439% | 0.5922% | 0.5629%
861 | 136561.6081 | 3064.2388 | 139625.8469 | 137233.1603 | 99.51% | -671.5521 | 428.9666 | 0.1224 | 14.07% | 8.343% | -0.5615% | -0.5328% | 21381.8366 | 1000 | 137561.6081 | 139650.2647 | 137561.6081 | 1000 | 98.5% | -2088.6566 | 0.18013 | 12.92% | 7.248% | -1.715% | -1.628%
862 | 128876.7716 | 5858.0351 | 134734.8066 | 127850.0267 | 100.8% | 1026.7448 | 290.8314 | 0.072776 | 15.55% | 9.751% | 0.9201% | 0.8744% | 13680.7163 | 1176.8769 | 130053.6485 | 125611.3073 | 127757.4118 | -1119.3597 | 101.7% | 2146.1046 | 0.049545 | 16.59% | 10.74% | 1.958% | 1.86%
863 | 130142.4021 | 5296.4931 | 135438.8952 | 129951.4537 | 100.1% | 190.9484 | 360.959 | 0.094951 | 14.8% | 9.036% | 0.1679% | 0.16% | 17146.2663 | 4257.4688 | 134399.8709 | 127463.9108 | 128898.6306 | -1243.7715 | 101.1% | 1434.7199 | 0.064275 | 15.92% | 10.1% | 1.29% | 1.225%
864 | 133936.4147 | 3720.456 | 137656.8707 | 133699.6983 | 100.2% | 236.7165 | 357.7442 | 0.093916 | 14.84% | 9.069% | 0.2024% | 0.1928% | 17488.9683 | 1456.8148 | 135393.2295 | 133946.9745 | 134183.6909 | 247.2762 | 100.2% | 236.7165 | 0.093927 | 14.84% | 9.069% | 0.2021% | 0.1924%
865 | 129414.2653 | 6054.4686 | 135468.7338 | 127510.8417 | 101.5% | 1903.4236 | 217.1109 | 0.054597 | 16.34% | 10.5% | 1.711% | 1.625% | 10255.4938 | 3424.3945 | 132838.6598 | 126979.7787 | 129148.7338 | -265.5315 | 101.7% | 2168.9551 | 0.049553 | 16.59% | 10.74% | 1.958% | 1.86%
866 | 124578.517 | 9392.3402 | 133970.8572 | 123096.7819 | 101.2% | 1481.7351 | 248.0044 | 0.062215 | 16.01% | 10.19% | 1.379% | 1.311% | 11277.0486 | 7964.1579 | 132542.6749 | 121092.5014 | 123576.3767 | -1002.1403 | 102.1% | 2483.8753 | 0.043261 | 16.98% | 11.11% | 2.351% | 2.233%
867 | 131063.2299 | 5853.8106 | 136917.0405 | 129461.7616 | 101.2% | 1601.4683 | 244.4513 | 0.061338 | 16.05% | 10.22% | 1.418% | 1.347% | 11694.0791 | 3859.3689 | 134922.5988 | 132199.7982 | 133801.2665 | 2738.0366 | 101.2% | 1601.4683 | 0.062013 | 16.02% | 10.2% | 1.388% | 1.319%
868 | 135755.1187 | 6589.8424 | 142344.9611 | 133689.5138 | 101.5% | 2065.6049 | 211.5273 | 0.053217 | 16.4% | 10.56% | 1.771% | 1.682% | 10481.3101 | 6547.4354 | 142302.5541 | 135433.5003 | 137499.1052 | 1743.9866 | 101.5% | 2065.6049 | 0.053742 | 16.38% | 10.54% | 1.748% | 1.661%
869 | 136516.3254 | 7444.0189 | 143960.3443 | 134924.4865 | 101.2% | 1591.8389 | 250.5623 | 0.062846 | 15.99% | 10.16% | 1.352% | 1.285% | 12485.1333 | 1599.1827 | 138115.5082 | 130883.1824 | 134495.6734 | -2020.6521 | 102.8% | 3612.491 | 0.031743 | 17.8% | 11.88% | 3.163% | 3.005%
870 | 136630.0071 | 5168.2482 | 141798.2553 | 133813.6256 | 102.1% | 2816.3814 | 182.0769 | 0.042281 | 17.05% | 11.17% | 2.412% | 2.292% | 9080.1679 | 4244.0293 | 140874.0364 | 138133.3099 | 140874.0364 | 4244.0293 | 102% | 2740.7264 | 0.044492 | 16.91% | 11.04% | 2.274% | 2.16%
871 | 127994.2154 | 5799.2143 | 133793.4297 | 126043.5816 | 101.5% | 1950.6337 | 211.2586 | 0.053151 | 16.41% | 10.56% | 1.774% | 1.685% | 9869.556 | 2500.1884 | 130494.4038 | 126694.5653 | 128645.1991 | 650.9837 | 101.5% | 1950.6337 | 0.053361 | 16.4% | 10.55% | 1.764% | 1.676%
872 | 138825.7453 | 3179.2155 | 142004.9608 | 138064.0645 | 100.6% | 761.6808 | 317.704 | 0.081043 | 15.27% | 9.477% | 0.6319% | 0.6007% | 16098.5076 | 1000 | 139825.7453 | 135546.2384 | 137566.8323 | -1258.913 | 101.5% | 2020.5939 | 0.054651 | 16.34% | 10.5% | 1.708% | 1.623%
873 | 138173.2326 | 5194.4824 | 143367.715 | 136218.1486 | 101.4% | 1955.0839 | 223.2617 | 0.056112 | 16.28% | 10.44% | 1.645% | 1.563% | 11259.8091 | 3162.6195 | 141335.8521 | 137076.3914 | 139031.4753 | 858.2427 | 101.4% | 1955.0839 | 0.056349 | 16.27% | 10.43% | 1.634% | 1.553%
874 | 143229.4985 | 3160.913 | 146390.4115 | 141839.1958 | 101% | 1390.3027 | 271.9012 | 0.068107 | 15.76% | 9.943% | 1.123% | 1.067% | 14214.657 | 1019.0617 | 144248.5602 | 145496.4684 | 144248.5602 | 1019.0617 | 99.14% | -1247.9082 | 0.14056 | 13.65% | 7.942% | -0.9837% | -0.9338%
875 | 142575.7182 | 4569.7346 | 147145.4528 | 140744.8562 | 101.3% | 1830.862 | 237.6236 | 0.059655 | 16.12% | 10.29% | 1.491% | 1.416% | 12365.9664 | 1000 | 143575.7182 | 138223.2486 | 141314.9144 | -1260.8038 | 102.2% | 3091.6658 | 0.03986 | 17.2% | 11.31% | 2.563% | 2.435%
876 | 132689.0499 | 6031.3204 | 138720.3703 | 131319.9328 | 101% | 1369.1171 | 265.2328 | 0.066463 | 15.83% | 10.01% | 1.195% | 1.135% | 12845.6213 | 3872.5384 | 136561.5883 | 128654.0078 | 131356.0874 | -1332.9625 | 102.1% | 2702.0796 | 0.042362 | 17.04% | 11.16% | 2.407% | 2.287%
877 | 133189.918 | 6231.1073 | 139421.0253 | 132653.1127 | 100.4% | 536.8053 | 333.4096 | 0.086095 | 15.1% | 9.317% | 0.4634% | 0.4406% | 16208.4807 | 4484.5008 | 137674.4188 | 131414.9608 | 132570.8421 | -619.0759 | 100.9% | 1155.8813 | 0.07076 | 15.64% | 9.834% | 1.008% | 0.9576%
878 | 140969.4659 | 3721.1462 | 144690.6122 | 140824.0244 | 100.1% | 145.4415 | 365.6269 | 0.096451 | 14.75% | 8.989% | 0.1179% | 0.1124% | 18812.9125 | 1000 | 141969.4659 | 143949.5739 | 141969.4659 | 1000 | 98.62% | -1980.1079 | 0.17229 | 13.06% | 7.379% | -1.577% | -1.498%
879 | 133710.0452 | 3842.2427 | 137552.2879 | 133217.5784 | 100.4% | 492.4668 | 337.1519 | 0.087297 | 15.06% | 9.279% | 0.4232% | 0.4025% | 16454.4153 | 1623.8434 | 135333.8886 | 132916.2073 | 133559.3597 | -150.6855 | 100.5% | 643.1524 | 0.083373 | 15.19% | 9.403% | 0.5542% | 0.5268%
880 | 131888.667 | 7043.4901 | 138932.1571 | 130513.5364 | 101.1% | 1375.1307 | 264.0484 | 0.066172 | 15.84% | 10.02% | 1.207% | 1.147% | 12711.1207 | 6040.0089 | 137928.6759 | 132951.5596 | 134326.6903 | 2438.0233 | 101% | 1375.1307 | 0.066681 | 15.82% | 10% | 1.185% | 1.126%
881 | 139529.9876 | 2755.1722 | 142285.1598 | 139876.5726 | 99.75% | -346.585 | 403.149 | 0.1105 | 14.35% | 8.606% | -0.2846% | -0.2698% | 20531.7529 | 1349.8017 | 140879.7893 | 143533.3466 | 140879.7893 | 1349.8017 | 98.15% | -2653.5573 | 0.2032 | 12.51% | 6.863% | -2.12% | -2.013%
882 | 129339.8477 | 6431.0734 | 135770.921 | 127371.8554 | 101.5% | 1967.9923 | 211.5273 | 0.053217 | 16.4% | 10.56% | 1.771% | 1.682% | 9986.0032 | 1807.5844 | 131147.4321 | 127194.6979 | 129251.2689 | -88.5788 | 101.6% | 2056.571 | 0.051325 | 16.49% | 10.64% | 1.853% | 1.76%
883 | 133869.8676 | 3024.4867 | 136894.3543 | 132945.0279 | 100.7% | 924.8397 | 302.317 | 0.076096 | 15.43% | 9.634% | 0.7969% | 0.7574% | 14771.9638 | 1967.2879 | 135837.1555 | 134661.0077 | 135585.8474 | 1715.9799 | 100.7% | 924.8397 | 0.0764 | 15.42% | 9.624% | 0.7868% | 0.7478%
884 | 135328.1405 | 3301.0187 | 138629.1592 | 133190.3841 | 101.6% | 2137.7564 | 205.1177 | 0.051637 | 16.47% | 10.62% | 1.839% | 1.748% | 10131.7426 | 1000 | 136328.1405 | 135674.615 | 136328.1405 | 1000 | 100.5% | 653.5255 | 0.083448 | 15.18% | 9.401% | 0.5517% | 0.5244%
885 | 143514.2147 | 3286.5851 | 146800.7998 | 142445.7174 | 100.8% | 1068.4973 | 296.4946 | 0.074225 | 15.49% | 9.693% | 0.8594% | 0.8167% | 15531.183 | 3349.8368 | 146864.0515 | 141082.6995 | 142832.7058 | -681.509 | 101.2% | 1750.0063 | 0.061248 | 16.05% | 10.23% | 1.421% | 1.351%
886 | 126767.8171 | 4864.4371 | 131632.2543 | 124849.4026 | 101.5% | 1918.4146 | 212.433 | 0.053441 | 16.39% | 10.55% | 1.761% | 1.673% | 9829.3305 | 2609.8028 | 129377.6199 | 126183.455 | 128101.8696 | 1334.0525 | 101.5% | 1918.4146 | 0.053869 | 16.38% | 10.53% | 1.742% | 1.655%
887 | 135130.7166 | 6462.9064 | 141593.623 | 131637.2655 | 102.7% | 3493.4511 | 160.8376 | 0.033083 | 17.67% | 11.77% | 3.042% | 2.889% | 7932.947 | 3831.1349 | 138961.8515 | 134032.6246 | 137526.0757 | 2395.3591 | 102.6% | 3493.4511 | 0.03368 | 17.62% | 11.71% | 2.987% | 2.838%
888 | 133568.6509 | 4486.9101 | 138055.561 | 131642.414 | 101.5% | 1926.2369 | 220.2759 | 0.055375 | 16.31% | 10.47% | 1.677% | 1.593% | 10739.0117 | 4228.1349 | 137796.7858 | 133237.6628 | 135163.8997 | 1595.2488 | 101.4% | 1926.2369 | 0.055836 | 16.29% | 10.45% | 1.657% | 1.574%
889 | 133870.039 | 4629.1301 | 138499.1691 | 130144.7983 | 102.9% | 3725.2406 | 152.7758 | 0.030454 | 17.91% | 11.99% | 3.281% | 3.116% | 7465.0184 | 1242.6042 | 135112.6431 | 129367.3702 | 133481.3249 | -388.7141 | 103.2% | 4113.9547 | 0.026449 | 18.28% | 12.34% | 3.645% | 3.462%
890 | 131351.0583 | 6195.4356 | 137546.4939 | 129732.0721 | 101.2% | 1618.9861 | 243.2768 | 0.06105 | 16.06% | 10.23% | 1.43% | 1.359% | 11663.4545 | 2762.7501 | 134113.8083 | 130632.8804 | 132251.8665 | 900.8083 | 101.2% | 1618.9861 | 0.061276 | 16.05% | 10.23% | 1.42% | 1.349%
891 | 133214.1913 | 5421.5078 | 138635.6991 | 132892.4119 | 100.2% | 321.7795 | 350.7872 | 0.09168 | 14.91% | 9.14% | 0.2771% | 0.2636% | 17056.3902 | 1753.9668 | 134968.1582 | 134097.6812 | 134419.4607 | 1205.2693 | 100.2% | 321.7795 | 0.091754 | 14.91% | 9.137% | 0.2746% | 0.2613%
892 | 129020.3302 | 7372.5903 | 136392.9205 | 126838.2084 | 101.7% | 2182.1219 | 196.9455 | 0.049328 | 16.6% | 10.75% | 1.972% | 1.873% | 9274.6406 | 5163.2442 | 134183.5744 | 128104.6009 | 130286.7228 | 1266.3926 | 101.7% | 2182.1219 | 0.04964 | 16.59% | 10.73% | 1.952% | 1.855%
893 | 135331.2814 | 4440.0991 | 139771.3804 | 133805.3028 | 101.1% | 1525.9786 | 254.7723 | 0.063883 | 15.94% | 10.12% | 1.307% | 1.242% | 12584.7138 | 1000 | 136331.2814 | 133991.3348 | 135517.3134 | 186.032 | 101.1% | 1525.9786 | 0.063925 | 15.94% | 10.12% | 1.305% | 1.24%
894 | 136356.8337 | 3895.9095 | 140252.7433 | 136524.861 | 99.88% | -168.0273 | 389.8222 | 0.10435 | 14.49% | 8.742% | -0.1416% | -0.134% | 19401.5457 | 1292.7904 | 137649.6241 | 140890.1252 | 137649.6241 | 1292.7904 | 97.7% | -3240.5011 | 0.24224 | 12% | 6.372% | -2.637% | -2.504%
895 | 132621.7235 | 5802.8613 | 138424.5848 | 131001.2118 | 101.2% | 1620.5116 | 244.4513 | 0.061338 | 16.05% | 10.22% | 1.418% | 1.347% | 11833.1352 | 2608.4585 | 135230.182 | 132158.4457 | 133778.9573 | 1157.2338 | 101.2% | 1620.5116 | 0.061623 | 16.04% | 10.21% | 1.405% | 1.335%
896 | 129849.0627 | 5902.2301 | 135751.2928 | 127940.4389 | 101.5% | 1908.6238 | 217.2203 | 0.054622 | 16.34% | 10.5% | 1.71% | 1.624% | 10295.1383 | 4415.7714 | 134264.8341 | 122147.6693 | 126952.6779 | -2896.3848 | 103.9% | 4805.0086 | 0.01887 | 19.14% | 13.16% | 4.509% | 4.283%
897 | 138443.8186 | 4035.332 | 142479.1506 | 136989.2591 | 101.1% | 1454.5596 | 263.1725 | 0.065956 | 15.85% | 10.03% | 1.217% | 1.156% | 13298.6325 | 2108.6343 | 140552.4529 | 138079.5672 | 139534.1267 | 1090.3081 | 101.1% | 1454.5596 | 0.066177 | 15.84% | 10.02% | 1.207% | 1.147%
898 | 135790.6203 | 2557.6742 | 138348.2944 | 133867.2262 | 101.4% | 1923.394 | 223.0925 | 0.056072 | 16.28% | 10.44% | 1.647% | 1.564% | 11057.2628 | 1955.7013 | 137746.3216 | 131640.9194 | 134677.4669 | -1113.1534 | 102.3% | 3036.5475 | 0.038577 | 17.28% | 11.39% | 2.644% | 2.511%
899 | 133018.8975 | 6306.3138 | 139325.2113 | 130318.7347 | 102.1% | 2700.1628 | 183.3509 | 0.042881 | 17.01% | 11.13% | 2.375% | 2.256% | 8902.0338 | 4362.6784 | 137381.5759 | 130549.7587 | 133249.9215 | 231.024 | 102.1% | 2700.1628 | 0.042948 | 17% | 11.13% | 2.37% | 2.252%
900 | 130743.1735 | 5067.5649 | 135810.7383 | 128748.9598 | 101.5% | 1994.2137 | 211.1093 | 0.053116 | 16.41% | 10.56% | 1.775% | 1.686% | 10074.4021 | 3679.5403 | 134422.7138 | 131632.655 | 133626.8687 | 2883.6952 | 101.5% | 1994.2137 | 0.054011 | 16.37% | 10.53% | 1.736% | 1.649%
901 | 136769.6439 | 4082.6759 | 140852.3198 | 135428.6169 | 101% | 1341.0269 | 270.8262 | 0.067843 | 15.77% | 9.954% | 1.135% | 1.078% | 13519.8954 | 2668.734 | 139438.3779 | 132678.2651 | 135394.468 | -1375.1759 | 102% | 2716.2029 | 0.043335 | 16.98% | 11.11% | 2.346% | 2.229%
902 | 123466.9487 | 4849.4666 | 128316.4154 | 120493.6678 | 102.5% | 2973.2809 | 168.0435 | 0.035626 | 17.46% | 11.56% | 2.828% | 2.687% | 7572.9515 | 1000 | 124466.9487 | 121077.4496 | 124050.7305 | 583.7818 | 102.5% | 2973.2809 | 0.035845 | 17.45% | 11.55% | 2.815% | 2.674%
903 | 138479.6407 | 2629.3603 | 141109.001 | 142156.7825 | 97.41% | -3677.1418 | 488.6836 | 0.26721 | 11.67% | 6.06% | -2.966% | -2.816% | 24700.5449 | 3428.9255 | 141908.5663 | 142611.2004 | 141908.5663 | 3428.9255 | 99.51% | -702.6341 | 0.12257 | 14.07% | 8.34% | -0.5653% | -0.5364%
904 | 132592.0758 | 5132.5965 | 137724.6723 | 132430.8418 | 100.1% | 161.2341 | 363.6562 | 0.095816 | 14.77% | 9.009% | 0.1391% | 0.1326% | 17599.5456 | 1285.0391 | 133877.1149 | 129636.3175 | 131194.8137 | -1397.2622 | 101.2% | 1558.4962 | 0.062255 | 16.01% | 10.19% | 1.378% | 1.309%
905 | 131096.6534 | 3767.1452 | 134863.7987 | 133632.1732 | 98.1% | -2535.5198 | 488.6836 | 0.20717 | 12.46% | 6.81% | -2.176% | -2.066% | 23383.6452 | 1000 | 132096.6534 | 136997.1491 | 132096.6534 | 1000 | 96.42% | -4900.4957 | 0.37667 | 10.53% | 4.982% | -4.101% | -3.895%
906 | 135152.1309 | 4530.239 | 139682.37 | 133808.8185 | 101% | 1343.3124 | 269.3632 | 0.067482 | 15.78% | 9.969% | 1.15% | 1.093% | 13287.828 | 1446.5504 | 136598.6814 | 134342.7437 | 135686.0561 | 533.9251 | 101% | 1343.3124 | 0.067588 | 15.78% | 9.965% | 1.146% | 1.089%
907 | 132259.8342 | 7221.0358 | 139480.8701 | 129846.1747 | 101.9% | 2413.6596 | 191.5918 | 0.046789 | 16.76% | 10.9% | 2.13% | 2.024% | 9249.0648 | 4761.5255 | 137021.3597 | 126212.4702 | 130442.982 | -1816.8522 | 103.4% | 4230.5118 | 0.024282 | 18.48% | 12.53% | 3.842% | 3.649%
908 | 129850.8616 | 7075.2412 | 136926.1028 | 128496.9781 | 101.1% | 1353.8836 | 264.0484 | 0.066172 | 15.84% | 10.02% | 1.207% | 1.147% | 12514.7218 | 2895.0879 | 132745.9496 | 132948.9896 | 132745.9496 | 2895.0879 | 99.85% | -203.0401 | 0.10581 | 14.46% | 8.71% | -0.1756% | -0.1663%
909 | 129387.1588 | 7342.9899 | 136730.1486 | 127599.3055 | 101.4% | 1787.8532 | 226.9044 | 0.057011 | 16.24% | 10.4% | 1.606% | 1.526% | 10715.8602 | 4086.7408 | 133473.8995 | 126868.6318 | 129021.8219 | -365.3369 | 101.7% | 2153.1901 | 0.049753 | 16.58% | 10.72% | 1.945% | 1.848%
910 | 131819.261 | 5773.186 | 137592.447 | 129928.5898 | 101.5% | 1890.6713 | 221.1318 | 0.055587 | 16.3% | 10.46% | 1.668% | 1.584% | 10639.5424 | 3648.8803 | 135468.1414 | 128361.166 | 131035.5492 | -783.7119 | 102.1% | 2674.3831 | 0.04267 | 17.02% | 11.14% | 2.388% | 2.268%
911 | 137436.8404 | 3442.4568 | 140879.2972 | 136487.3582 | 100.7% | 949.4821 | 302.317 | 0.076096 | 15.43% | 9.634% | 0.7969% | 0.7574% | 15165.5639 | 2795.7327 | 140232.5731 | 133914.9404 | 136150.6314 | -1286.2089 | 101.7% | 2235.6911 | 0.050261 | 16.55% | 10.69% | 1.913% | 1.818%
912 | 135511.7252 | 5891.8141 | 141403.5394 | 132551.8241 | 102.2% | 2959.9011 | 177.1182 | 0.039928 | 17.19% | 11.31% | 2.559% | 2.431% | 8760.5791 | 1074.2225 | 136585.9477 | 131465.8191 | 134968.7227 | -543.0025 | 102.7% | 3502.9036 | 0.032948 | 17.69% | 11.78% | 3.054% | 2.901%
913 | 132349.6077 | 4195.4915 | 136545.0992 | 130846.0478 | 101.1% | 1503.5599 | 253.8467 | 0.063655 | 15.95% | 10.13% | 1.317% | 1.251% | 12262.7282 | 1000 | 133349.6077 | 129863.6533 | 131858.4105 | -491.1972 | 101.5% | 1994.7572 | 0.053456 | 16.39% | 10.55% | 1.76% | 1.672%
914 | 138283.5737 | 5359.8284 | 143643.4021 | 135037.5877 | 102.4% | 3245.986 | 170.5137 | 0.036797 | 17.39% | 11.49% | 2.755% | 2.617% | 8606.426 | 1116.7916 | 139400.3653 | 134053.1845 | 137791.3721 | -492.2016 | 102.8% | 3738.1876 | 0.031384 | 17.83% | 11.91% | 3.196% | 3.036%
915 | 130413.3052 | 3204.3385 | 133617.6437 | 130001.2471 | 100.3% | 412.0581 | 342.7852 | 0.089108 | 15% | 9.221% | 0.3628% | 0.3451% | 16316.8668 | 1000 | 131413.3052 | 129420.831 | 130123.0971 | -290.2081 | 100.5% | 702.2661 | 0.081354 | 15.25% | 9.467% | 0.6215% | 0.5908%
916 | 133197.462 | 4356.3303 | 137553.7923 | 131276.5781 | 101.5% | 1920.8839 | 220.2759 | 0.055375 | 16.31% | 10.47% | 1.677% | 1.593% | 10709.1679 | 1316.6333 | 134514.0953 | 130764.8689 | 132941.6074 | -255.8546 | 101.7% | 2176.7385 | 0.05035 | 16.54% | 10.69% | 1.908% | 1.812%
917 | 137642.5061 | 3944.9027 | 141587.4088 | 136548.7293 | 100.8% | 1093.7768 | 291.0504 | 0.07283 | 15.55% | 9.748% | 0.9177% | 0.8721% | 14622.23 | 2548.2146 | 140190.7208 | 136443.6121 | 137589.9475 | -52.5586 | 100.8% | 1146.3354 | 0.071799 | 15.6% | 9.791% | 0.9626% | 0.9147%
918 | 138506.7783 | 4765.5082 | 143272.2865 | 139062.3313 | 99.6% | -555.5529 | 419.3622 | 0.11798 | 14.17% | 8.441% | -0.4585% | -0.435% | 21200.8435 | 3385.3332 | 141892.1115 | 140059.6947 | 140059.6947 | 1552.9163 | 100% | 0 | 0.1 | 14.63% | 8.876% | -0.0005144% | 0%
919 | 138014.3289 | 3965.929 | 141980.2578 | 139863.6364 | 98.68% | -1849.3076 | 488.6836 | 0.1688 | 13.12% | 7.437% | -1.516% | -1.44% | 24617.5475 | 1000 | 139014.3289 | 140114.4337 | 139014.3289 | 1000 | 99.21% | -1100.1049 | 0.13698 | 13.73% | 8.021% | -0.9006% | -0.8548%
920 | 144781.3926 | 3542.0625 | 148323.4551 | 144632.0182 | 100.1% | 149.3744 | 365.6269 | 0.096451 | 14.75% | 8.989% | 0.1179% | 0.1124% | 19321.6286 | 2759.8252 | 147541.2178 | 147901.8889 | 147541.2178 | 2759.8252 | 99.76% | -360.6712 | 0.11031 | 14.35% | 8.611% | -0.2801% | -0.2655%
921 | 119781.7514 | 5433.8008 | 125215.5523 | 118054.2716 | 101.5% | 1727.4798 | 220.2659 | 0.055373 | 16.31% | 10.47% | 1.677% | 1.593% | 9630.1003 | 3511.1562 | 123292.9076 | 113373.4939 | 117441.3626 | -2340.3889 | 103.6% | 4067.8687 | 0.02204 | 18.75% | 12.78% | 4.113% | 3.907%
922 | 136109.0317 | 6719.0645 | 142828.0962 | 134774.989 | 101% | 1334.0426 | 270.8661 | 0.067853 | 15.77% | 9.954% | 1.134% | 1.078% | 13456.5707 | 4575.0722 | 140684.1038 | 132695.8416 | 135069.458 | -1039.5737 | 101.8% | 2373.6163 | 0.048074 | 16.68% | 10.82% | 2.05% | 1.948%
923 | 130962.5676 | 7144.0866 | 138106.6543 | 129152.9456 | 101.4% | 1809.622 | 226.9044 | 0.057011 | 16.24% | 10.4% | 1.606% | 1.526% | 10846.3358 | 5570.6137 | 136533.1813 | 126447.4924 | 129609.841 | -1352.7266 | 102.5% | 3162.3486 | 0.035015 | 17.5% | 11.6% | 2.866% | 2.723%
924 | 123840.0103 | 9562.0082 | 133402.0185 | 120766.7572 | 102.5% | 3073.2531 | 165.0576 | 0.034457 | 17.55% | 11.65% | 2.917% | 2.771% | 7460.8685 | 4510.576 | 128350.5863 | 120080.6853 | 123496.9743 | -343.0359 | 102.8% | 3416.289 | 0.030673 | 17.89% | 11.97% | 3.261% | 3.098%
925 | 128824.4015 | 4727.5688 | 133551.9703 | 127440.7855 | 101.1% | 1383.616 | 260.6246 | 0.065326 | 15.88% | 10.06% | 1.244% | 1.182% | 12254.8052 | 4722.6726 | 133547.0741 | 128912.9909 | 130296.6069 | 1472.2054 | 101.1% | 1383.616 | 0.065653 | 15.86% | 10.04% | 1.23% | 1.169%
926 | 136292.2637 | 5062.2464 | 141354.5101 | 133482.8442 | 102.1% | 2809.4195 | 182.0769 | 0.042281 | 17.05% | 11.17% | 2.412% | 2.292% | 9057.7221 | 1619.9819 | 137912.2456 | 136889.7588 | 137912.2456 | 1619.9819 | 100.7% | 1022.4868 | 0.074333 | 15.49% | 9.689% | 0.8557% | 0.8132%
927 | 138591.7148 | 3527.0123 | 142118.727 | 137510.1546 | 100.8% | 1081.5602 | 292.603 | 0.073212 | 15.53% | 9.733% | 0.9011% | 0.8563% | 14801.6095 | 1000 | 139591.7148 | 134930.2393 | 137301.7571 | -1289.9576 | 101.8% | 2371.5178 | 0.048646 | 16.65% | 10.79% | 2.014% | 1.914%
928 | 135932.1575 | 5268.6883 | 141200.8458 | 133873.3568 | 101.5% | 2058.8007 | 212.2937 | 0.053407 | 16.4% | 10.55% | 1.762% | 1.674% | 10533.0023 | 1000 | 136932.1575 | 136349.2342 | 136932.1575 | 1000 | 100.4% | 582.9233 | 0.085309 | 15.12% | 9.342% | 0.4896% | 0.4655%
929 | 133762.4702 | 4885.3333 | 138647.8035 | 132438.6742 | 101% | 1323.7959 | 269.831 | 0.067597 | 15.78% | 9.964% | 1.145% | 1.088% | 13174.0386 | 1000 | 134762.4702 | 134063.2182 | 134762.4702 | 1000 | 100.5% | 699.252 | 0.082077 | 15.23% | 9.444% | 0.5974% | 0.5679%
930 | 133489.118 | 3275.1408 | 136764.2587 | 132193.3634 | 101% | 1295.7546 | 271.9012 | 0.068107 | 15.76% | 9.943% | 1.123% | 1.067% | 13247.9834 | 3437.8093 | 136926.9272 | 131671.0014 | 133227.937 | -261.181 | 101.2% | 1556.9356 | 0.062776 | 15.99% | 10.16% | 1.355% | 1.287%
931 | 134836.8008 | 4321.6923 | 139158.4931 | 132634.5231 | 101.7% | 2202.2777 | 199.2657 | 0.050428 | 16.54% | 10.68% | 1.903% | 1.808% | 9806.9495 | 1338.3894 | 136175.1902 | 133707.095 | 135909.3726 | 1072.5719 | 101.6% | 2202.2777 | 0.050672 | 16.52% | 10.67% | 1.888% | 1.793%
932 | 131483.4472 | 6022.5331 | 137505.9804 | 129862.8293 | 101.2% | 1620.6179 | 243.2768 | 0.06105 | 16.06% | 10.23% | 1.43% | 1.359% | 11675.2101 | 3445.3896 | 134928.8369 | 131122.949 | 132743.5669 | 1260.1196 | 101.2% | 1620.6179 | 0.061366 | 16.05% | 10.22% | 1.416% | 1.346%
933 | 128088.0813 | 9850.4529 | 137938.5342 | 126642.0295 | 101.1% | 1446.0518 | 254.6231 | 0.063846 | 15.94% | 10.12% | 1.308% | 1.243% | 11904.1751 | 5686.7282 | 133774.8094 | 122867.4542 | 126200.7936 | -1887.2876 | 102.7% | 3333.3394 | 0.032337 | 17.74% | 11.83% | 3.109% | 2.954%
934 | 135212.5256 | 4532.2634 | 139744.7891 | 134038.856 | 100.9% | 1173.6696 | 283.0782 | 0.070864 | 15.64% | 9.83% | 1.003% | 0.9533% | 13970.6358 | 1000 | 136212.5256 | 135901.6395 | 136212.5256 | 1000 | 100.2% | 310.8861 | 0.092139 | 14.9% | 9.125% | 0.2617% | 0.2491%
935 | 139265.3303 | 5565.21 | 144830.5403 | 137435.1568 | 101.3% | 1830.1735 | 234.3292 | 0.058843 | 16.16% | 10.33% | 1.526% | 1.45% | 11911.3882 | 4309.5033 | 143574.8336 | 139361.8546 | 141192.0281 | 1926.6978 | 101.3% | 1830.1735 | 0.059328 | 16.14% | 10.31% | 1.505% | 1.43%
936 | 123288.8685 | 10397.8564 | 133686.7249 | 121698.8906 | 101.3% | 1589.9779 | 237.0265 | 0.059507 | 16.13% | 10.3% | 1.497% | 1.422% | 10666.2944 | 5250.8553 | 128539.7238 | 121605.7131 | 123242.2798 | -46.5887 | 101.3% | 1636.5666 | 0.05847 | 16.18% | 10.34% | 1.542% | 1.465%
937 | 126905.1503 | 8942.1614 | 135847.3116 | 124919.249 | 101.6% | 1985.9013 | 206.75 | 0.05204 | 16.46% | 10.61% | 1.822% | 1.731% | 9576.7375 | 3128.0802 | 130033.2304 | 127875.2212 | 129861.1225 | 2955.9723 | 101.6% | 1985.9013 | 0.053009 | 16.41% | 10.57% | 1.78% | 1.691%
938 | 141249.3183 | 3699.998 | 144949.3163 | 140135.5755 | 100.8% | 1113.7428 | 291.7172 | 0.072995 | 15.54% | 9.741% | 0.9105% | 0.8653% | 15039.7734 | 1182.5488 | 142431.8671 | 143212.9656 | 142431.8671 | 1182.5488 | 99.45% | -781.0985 | 0.12517 | 14.01% | 8.282% | -0.6257% | -0.5938%
939 | 142027.1908 | 4117.1555 | 146144.3463 | 140534.9825 | 101.1% | 1492.2083 | 263.1725 | 0.065956 | 15.85% | 10.03% | 1.217% | 1.156% | 13642.844 | 1075.1161 | 143102.3069 | 137913.2713 | 140716.3352 | -1310.8556 | 102% | 2803.0638 | 0.043605 | 16.96% | 11.09% | 2.329% | 2.213%
940 | 134285.4036 | 3327.8787 | 137613.2823 | 132164.1191 | 101.6% | 2121.2845 | 205.1177 | 0.051637 | 16.47% | 10.62% | 1.839% | 1.748% | 10053.675 | 3177.7566 | 137463.1602 | 130030.7758 | 133218.7319 | -1066.6716 | 102.5% | 3187.9561 | 0.035918 | 17.44% | 11.55% | 2.81% | 2.669%
941 | 139512.8681 | 6539.6657 | 146052.5338 | 137216.5879 | 101.7% | 2296.2801 | 198.7606 | 0.050188 | 16.55% | 10.7% | 1.918% | 1.822% | 10121.3248 | 2835.7008 | 142348.5688 | 136526.5187 | 139167.8335 | -345.0346 | 101.9% | 2641.3148 | 0.045399 | 16.85% | 10.98% | 2.217% | 2.106%
942 | 131754.8579 | 3342.0412 | 135096.8991 | 130420.3129 | 101% | 1334.545 | 267.293 | 0.066972 | 15.81% | 9.99% | 1.172% | 1.114% | 12854.26 | 1000 | 132754.8579 | 132003.3051 | 132754.8579 | 1000 | 100.6% | 751.5528 | 0.080436 | 15.29% | 9.496% | 0.6521% | 0.6199%
943 | 130302.9214 | 5922.8601 | 136225.7815 | 127758.345 | 102% | 2544.5764 | 186.4515 | 0.044353 | 16.92% | 11.04% | 2.283% | 2.168% | 8867.7378 | 6630.2285 | 136933.1499 | 123890.078 | 128368.7879 | -1934.1335 | 103.6% | 4478.7099 | 0.021793 | 18.78% | 12.81% | 4.144% | 3.936%
944 | 134654.6221 | 4809.0936 | 139463.7158 | 132042.0881 | 102% | 2612.534 | 186.9601 | 0.044594 | 16.9% | 11.03% | 2.268% | 2.154% | 9188.8884 | 4771.3408 | 139425.963 | 129851.4683 | 133559.3122 | -1095.3099 | 102.9% | 3707.8439 | 0.030541 | 17.91% | 11.99% | 3.273% | 3.109%
945 | 138471.6687 | 4438.1945 | 142909.8632 | 136751.2834 | 101.3% | 1720.3853 | 242.2019 | 0.060784 | 16.07% | 10.25% | 1.442% | 1.37% | 12241.4085 | 1000 | 139471.6687 | 136067.3249 | 138129.6894 | -341.9793 | 101.5% | 2062.3645 | 0.053992 | 16.37% | 10.53% | 1.737% | 1.65%
946 | 127607.0585 | 6672.2645 | 134279.323 | 125932.6019 | 101.3% | 1674.4566 | 234.5482 | 0.058896 | 16.16% | 10.32% | 1.524% | 1.448% | 10924.4526 | 4697.1098 | 132304.1683 | 127286.0287 | 128960.4853 | 1353.4268 | 101.3% | 1674.4566 | 0.059269 | 16.14% | 10.31% | 1.507% | 1.432%
947 | 129490.7347 | 4491.0081 | 133981.7429 | 129763.1765 | 99.79% | -272.4417 | 399.1082 | 0.10863 | 14.39% | 8.648% | -0.2412% | -0.2286% | 18863.4959 | 4326.4904 | 133817.2251 | 131069.9602 | 131069.9602 | 1579.2254 | 100% | 0 | 0.1 | 14.63% | 8.876% | -0.0005144% | 0%
948 | 134423.6483 | 3733.9902 | 138157.6385 | 133447.9412 | 100.7% | 975.7071 | 298.515 | 0.074876 | 15.47% | 9.672% | 0.8376% | 0.7961% | 14646.5285 | 1404.7977 | 135828.446 | 135647.3938 | 135828.446 | 1404.7977 | 100.1% | 181.0522 | 0.095414 | 14.79% | 9.022% | 0.1525% | 0.1453%
949 | 134279.2639 | 7336.6441 | 141615.908 | 131828.751 | 101.9% | 2450.5129 | 191.5918 | 0.046789 | 16.76% | 10.9% | 2.13% | 2.024% | 9390.2856 | 7737.1755 | 142016.4394 | 128747.534 | 132738.6554 | -1540.6085 | 103.1% | 3991.1214 | 0.027459 | 18.19% | 12.25% | 3.553% | 3.375%
950 | 140012.5401 | 4309.6887 | 144322.2288 | 139124.844 | 100.6% | 887.6961 | 308.4678 | 0.078075 | 15.36% | 9.571% | 0.7309% | 0.6947% | 15764.1176 | 2573.6221 | 142586.1622 | 137588.6986 | 139244.4674 | -768.0727 | 101.2% | 1655.7688 | 0.062223 | 16.01% | 10.19% | 1.379% | 1.31%
951 | 122653.7074 | 7202.9798 | 129856.6872 | 120883.8056 | 101.5% | 1769.9018 | 220.1763 | 0.055351 | 16.31% | 10.47% | 1.678% | 1.594% | 9856.987 | 4521.2441 | 127174.9515 | 121026.8911 | 122796.7929 | 143.0855 | 101.5% | 1769.9018 | 0.055397 | 16.31% | 10.47% | 1.676% | 1.592%
952 | 133928.2381 | 7078.1209 | 141006.359 | 131781.1485 | 101.6% | 2147.0896 | 202.52 | 0.050998 | 16.5% | 10.65% | 1.867% | 1.774% | 9899.95 | 4357.057 | 138285.2952 | 133388.4738 | 135535.5634 | 1607.3253 | 101.6% | 2147.0896 | 0.051515 | 16.48% | 10.63% | 1.845% | 1.753%
953 | 131807.7113 | 7678.7669 | 139486.4782 | 130212.0803 | 101.2% | 1595.631 | 245.6954 | 0.061644 | 16.04% | 10.21% | 1.404% | 1.334% | 11820.3588 | 5356.7198 | 137164.4311 | 131230.8737 | 132826.5048 | 1018.7934 | 101.2% | 1595.631 | 0.061894 | 16.03% | 10.2% | 1.393% | 1.324%
954 | 129302.0288 | 4681.9604 | 133983.9892 | 126796.3718 | 102% | 2505.657 | 187.0533 | 0.044638 | 16.9% | 11.03% | 2.265% | 2.152% | 8828.0275 | 2585.1872 | 131887.216 | 124594.6844 | 128201.1851 | -1100.8437 | 102.9% | 3606.5007 | 0.030048 | 17.95% | 12.03% | 3.318% | 3.152%
955 | 126310.7704 | 5169.132 | 131479.9025 | 124385.7924 | 101.5% | 1924.978 | 211.2586 | 0.053151 | 16.41% | 10.56% | 1.774% | 1.685% | 9739.7466 | 6049.4435 | 132360.2139 | 124990.4421 | 126915.4201 | 604.6496 | 101.5% | 1924.978 | 0.053349 | 16.4% | 10.55% | 1.765% | 1.677%
956 | 135019.6153 | 6329.0445 | 141348.6598 | 131181.4046 | 102.9% | 3838.2107 | 150.319 | 0.029653 | 17.99% | 12.06% | 3.354% | 3.186% | 7408.0438 | 2648.8407 | 137668.456 | 128384.4681 | 133621.1471 | -1398.4682 | 104.1% | 5236.679 | 0.01754 | 19.31% | 13.32% | 4.675% | 4.441%
957 | 142380.4522 | 4107.2916 | 146487.7438 | 141930.5824 | 100.3% | 449.8698 | 342.7852 | 0.089108 | 15% | 9.221% | 0.3628% | 0.3451% | 17814.1554 | 5134.3886 | 147514.8408 | 146187.2493 | 146637.1192 | 4256.6669 | 100.3% | 449.8698 | 0.089426 | 14.99% | 9.211% | 0.3523% | 0.3351%
958 | 131672.1296 | 6384.1583 | 138056.2879 | 127621.9171 | 103.2% | 4050.2125 | 140.7329 | 0.02653 | 18.27% | 12.33% | 3.637% | 3.455% | 6763.6696 | 2299.5428 | 133971.6724 | 123490.0739 | 129606.208 | -2065.9216 | 105% | 6116.1341 | 0.011146 | 20.31% | 14.27% | 5.677% | 5.392%
959 | 140446.9044 | 2666.7134 | 143113.6178 | 145273.3025 | 96.68% | -4826.3981 | 488.6836 | 0.34747 | 10.82% | 5.259% | -3.809% | -3.617% | 25051.4448 | 1000 | 141446.9044 | 140641.9371 | 138131.2217 | -2315.6827 | 98.21% | -2510.7154 | 0.19905 | 12.59% | 6.933% | -2.047% | -1.944%
960 | 131842.5371 | 5317.2898 | 137159.8268 | 131268.882 | 100.4% | 573.655 | 329.956 | 0.084983 | 15.13% | 9.352% | 0.5004% | 0.4758% | 15878.3145 | 3114.6239 | 134957.161 | 135098.2486 | 134957.161 | 3114.6239 | 99.9% | -141.0877 | 0.1036 | 14.51% | 8.762% | -0.1202% | -0.1137%
961 | 133320.0036 | 4528.1343 | 137848.1379 | 134013.4847 | 99.48% | -693.4811 | 431.9724 | 0.12379 | 14.04% | 8.313% | -0.5937% | -0.5634% | 21020.5548 | 1000 | 134320.0036 | 134752.5074 | 134320.0036 | 1000 | 99.68% | -432.5039 | 0.11411 | 14.26% | 8.527% | -0.3684% | -0.3495%
962 | 134711.778 | 4557.339 | 139269.1169 | 133261.0553 | 101.1% | 1450.7226 | 260.3061 | 0.065249 | 15.88% | 10.06% | 1.247% | 1.185% | 12799.1993 | 7824.4114 | 142536.1894 | 134739.5245 | 136190.2472 | 1478.4692 | 101.1% | 1450.7226 | 0.065564 | 15.87% | 10.05% | 1.234% | 1.172%
963 | 133783.5516 | 3864.0214 | 137647.573 | 132275.025 | 101.1% | 1508.5266 | 254.7723 | 0.063883 | 15.94% | 10.12% | 1.307% | 1.242% | 12440.7875 | 2606.8883 | 136390.4399 | 133589.7632 | 135098.2898 | 1314.7382 | 101.1% | 1508.5266 | 0.064179 | 15.93% | 10.11% | 1.294% | 1.229%
964 | 129092.9123 | 2933.9298 | 132026.8421 | 130020.8932 | 99.29% | -927.9809 | 452.9529 | 0.13346 | 13.81% | 8.099% | -0.8187% | -0.7771% | 21342.6503 | 3558.797 | 132651.7093 | 127622.1569 | 127893.5441 | -1199.3681 | 100.2% | 271.3873 | 0.092693 | 14.88% | 9.108% | 0.2433% | 0.2315%
965 | 134258.1577 | 5075.8365 | 139333.9942 | 132726.8648 | 101.2% | 1531.2929 | 253.3491 | 0.063533 | 15.96% | 10.13% | 1.322% | 1.256% | 12415.1765 | 4073.2969 | 138331.4545 | 134801.3691 | 136332.662 | 2074.5043 | 101.1% | 1531.2929 | 0.064001 | 15.94% | 10.11% | 1.302% | 1.237%
966 | 133960.0413 | 4561.8127 | 138521.8541 | 132182.9734 | 101.3% | 1777.068 | 232.9757 | 0.058507 | 16.17% | 10.34% | 1.541% | 1.464% | 11391.4418 | 1000 | 134960.0413 | 131193.2243 | 133465.1668 | -494.8746 | 101.7% | 2271.9425 | 0.049119 | 16.62% | 10.76% | 1.985% | 1.885%
967 | 133033.4678 | 5998.4249 | 139031.8928 | 131533.0225 | 101.1% | 1500.4453 | 254.7425 | 0.063876 | 15.94% | 10.12% | 1.307% | 1.242% | 12369.5859 | 1233.5351 | 134267.0029 | 135254.698 | 134267.0029 | 1233.5351 | 99.27% | -987.6952 | 0.13428 | 13.8% | 8.081% | -0.8376% | -0.7951%
968 | 128914.9521 | 7026.5029 | 135941.4549 | 125883.4832 | 102.4% | 3031.4689 | 170.3426 | 0.036716 | 17.39% | 11.5% | 2.76% | 2.622% | 8015.2913 | 5873.6748 | 134788.6269 | 124925.755 | 128436.088 | -478.8641 | 102.8% | 3510.333 | 0.031115 | 17.85% | 11.94% | 3.221% | 3.059%
969 | 133837.4774 | 4425.0831 | 138262.5605 | 132317.0145 | 101.1% | 1520.4629 | 253.8467 | 0.063655 | 15.95% | 10.13% | 1.317% | 1.251% | 12400.5853 | 3276.7027 | 137114.1801 | 131305.7654 | 133331.8529 | -505.6245 | 101.5% | 2026.0875 | 0.053271 | 16.4% | 10.56% | 1.768% | 1.68%
970 | 133396.1691 | 6252.9454 | 139649.1145 | 129571.7624 | 103% | 3824.4066 | 149.3252 | 0.029329 | 18.02% | 12.09% | 3.383% | 3.214% | 7270.5829 | 1477.0044 | 134873.1735 | 132084.8596 | 134873.1735 | 1477.0044 | 102.1% | 2788.3138 | 0.042165 | 17.05% | 11.17% | 2.419% | 2.298%
971 | 135246.9315 | 5084.4711 | 140331.4026 | 133014.9276 | 101.7% | 2232.0039 | 198.585 | 0.050105 | 16.56% | 10.7% | 1.923% | 1.827% | 9803.175 | 1834.8205 | 137081.752 | 133352.7962 | 135584.8001 | 337.8686 | 101.7% | 2232.0039 | 0.050183 | 16.55% | 10.7% | 1.918% | 1.822%
972 | 127917.6238 | 3628.8688 | 131546.4926 | 126366.2001 | 101.2% | 1551.4237 | 245.4466 | 0.061583 | 16.04% | 10.21% | 1.407% | 1.337% | 11459.8829 | 2696.9775 | 130614.6013 | 128071.5222 | 129622.9459 | 1705.3221 | 101.2% | 1551.4237 | 0.062014 | 16.02% | 10.2% | 1.388% | 1.319%
973 | 135981.3398 | 3605.2172 | 139586.557 | 134900.7635 | 100.8% | 1080.5763 | 291.0504 | 0.07283 | 15.55% | 9.748% | 0.9177% | 0.8721% | 14445.7587 | 1720.7458 | 137702.0856 | 135289.6921 | 136370.2684 | 388.9286 | 100.8% | 1080.5763 | 0.072891 | 15.55% | 9.746% | 0.9151% | 0.8696%
974 | 123535.6394 | 8739.0681 | 132274.7075 | 120780.0318 | 102.3% | 2755.6076 | 175.2393 | 0.039039 | 17.25% | 11.36% | 2.615% | 2.484% | 7901.631 | 6818.8199 | 130354.4593 | 120128.4318 | 123209.8394 | -325.8 | 102.6% | 3081.4076 | 0.034201 | 17.57% | 11.67% | 2.94% | 2.793%
975 | 140111.1886 | 4026.1836 | 144137.3722 | 141351.023 | 99.12% | -1239.8344 | 470.4201 | 0.14151 | 13.63% | 7.921% | -1.006% | -0.955% | 24057.5609 | 1000 | 141111.1886 | 140139.0257 | 139505.19 | -605.9986 | 99.55% | -633.8358 | 0.12058 | 14.11% | 8.384% | -0.519% | -0.4924%
976 | 124945.7378 | 6539.4297 | 131485.1676 | 122922.1113 | 101.6% | 2023.6265 | 200.7086 | 0.050687 | 16.52% | 10.67% | 1.887% | 1.792% | 9153.3554 | 5255.7219 | 130201.4598 | 122543.5991 | 124756.4817 | -189.2561 | 101.8% | 2212.8826 | 0.047762 | 16.7% | 10.84% | 2.07% | 1.966%
977 | 134155.0312 | 4652.7756 | 138807.8068 | 132447.7178 | 101.3% | 1707.3134 | 238.8876 | 0.059966 | 16.11% | 10.28% | 1.477% | 1.403% | 11697.5123 | 2957.1881 | 137112.2193 | 137262.4088 | 137112.2193 | 2957.1881 | 99.89% | -150.1895 | 0.10378 | 14.51% | 8.757% | -0.1259% | -0.1191%
978 | 127686.7319 | 6000.0416 | 133686.7735 | 126435.2386 | 101% | 1251.4933 | 270.8661 | 0.067853 | 15.77% | 9.954% | 1.134% | 1.078% | 12623.8907 | 3670.2169 | 131356.9488 | 128601.9443 | 129853.4376 | 2166.7057 | 101% | 1251.4933 | 0.068293 | 15.75% | 9.936% | 1.115% | 1.06%
979 | 132010.2971 | 4264.4999 | 136274.797 | 130887.1046 | 100.9% | 1123.1925 | 284.9493 | 0.071325 | 15.62% | 9.811% | 0.9832% | 0.9343% | 13729.9284 | 2485.0286 | 134495.3257 | 130111.5227 | 131622.5061 | -387.7909 | 101.2% | 1510.9834 | 0.063334 | 15.96% | 10.14% | 1.331% | 1.264%
980 | 131565.3549 | 3432.6682 | 134998.0231 | 130527.9696 | 100.8% | 1037.3853 | 291.7172 | 0.072995 | 15.54% | 9.741% | 0.9105% | 0.8653% | 14008.6561 | 1239.3857 | 132804.7407 | 127868.6712 | 130235.7057 | -1329.6492 | 101.9% | 2367.0345 | 0.04693 | 16.75% | 10.89% | 2.122% | 2.015%
981 | 129337.1728 | 6875.7445 | 136212.9172 | 127829.0458 | 101.2% | 1508.1269 | 250.5623 | 0.062846 | 15.99% | 10.16% | 1.352% | 1.285% | 11828.5622 | 5232.2496 | 134569.4223 | 125805.9142 | 128325.607 | -1011.5658 | 102% | 2519.6927 | 0.044148 | 16.93% | 11.06% | 2.295% | 2.181%
982 | 138640.077 | 2568.6998 | 141208.7768 | 136676.3221 | 101.4% | 1963.7549 | 223.0925 | 0.056072 | 16.28% | 10.44% | 1.647% | 1.564% | 11289.2905 | 4606.7117 | 143246.7887 | 139243.7491 | 141207.504 | 2567.427 | 101.4% | 1963.7549 | 0.05677 | 16.25% | 10.41% | 1.616% | 1.535%
983 | 132992.9887 | 4572.3303 | 137565.3191 | 131482.1197 | 101.1% | 1510.8691 | 253.8467 | 0.063655 | 15.95% | 10.13% | 1.317% | 1.251% | 12322.34 | 4924.8193 | 137917.808 | 130806.8653 | 132655.3615 | -337.6272 | 101.4% | 1848.4963 | 0.056695 | 16.25% | 10.41% | 1.619% | 1.539%
984 | 140811.1608 | 4897.3976 | 145708.5584 | 138680.2242 | 101.5% | 2130.9366 | 212.433 | 0.053441 | 16.39% | 10.55% | 1.761% | 1.673% | 10918.2241 | 3455.9867 | 144267.1475 | 140366.4459 | 142497.3825 | 1686.2217 | 101.5% | 2130.9366 | 0.053928 | 16.37% | 10.53% | 1.74% | 1.653%
985 | 127159.9714 | 5712.3887 | 132872.3601 | 124917.3084 | 101.8% | 2242.663 | 194.0502 | 0.047954 | 16.69% | 10.83% | 2.058% | 1.955% | 9006.5264 | 5297.6761 | 132457.6475 | 126998.8498 | 129241.5129 | 2081.5415 | 101.8% | 2242.663 | 0.048493 | 16.66% | 10.8% | 2.024% | 1.923%
986 | 142374.2178 | 2240.954 | 144615.1719 | 141669.8939 | 100.5% | 704.3239 | 323.5264 | 0.082917 | 15.2% | 9.417% | 0.5694% | 0.5413% | 16812.5658 | 1000 | 143374.2178 | 141069.915 | 142074.2284 | -299.9894 | 100.7% | 1004.3134 | 0.075537 | 15.45% | 9.651% | 0.8156% | 0.7751%
987 | 136743.6177 | 2596.3978 | 139340.0156 | 138058.1266 | 99.05% | -1314.5089 | 478.4322 | 0.14521 | 13.54% | 7.84% | -1.092% | -1.037% | 23879.2291 | 2744.7677 | 139488.3854 | 139937.7016 | 139488.3854 | 2744.7677 | 99.68% | -449.3162 | 0.11411 | 14.26% | 8.527% | -0.3686% | -0.3496%
988 | 134419.7309 | 6109.9878 | 140529.7186 | 132908.9407 | 101.1% | 1510.7901 | 255.1705 | 0.063982 | 15.94% | 10.11% | 1.303% | 1.238% | 12519.4797 | 4434.0109 | 138853.7418 | 130646.6048 | 133288.5629 | -1131.168 | 102% | 2641.9581 | 0.043793 | 16.95% | 11.08% | 2.318% | 2.202%
989 | 125614.6688 | 6859.76 | 132474.4289 | 124701.9874 | 100.7% | 912.6814 | 298.4354 | 0.074851 | 15.47% | 9.673% | 0.8385% | 0.7969% | 13683.0693 | 2386.8823 | 128001.5511 | 124826.4152 | 125739.0966 | 124.4278 | 100.7% | 912.6814 | 0.074876 | 15.47% | 9.672% | 0.8376% | 0.7961%
990 | 133126.5105 | 6664.3343 | 139790.8448 | 131194.3794 | 101.5% | 1932.1311 | 219.2607 | 0.055125 | 16.32% | 10.48% | 1.688% | 1.603% | 10654.1341 | 5489.3882 | 138615.8988 | 134963.9614 | 136896.0925 | 3769.582 | 101.4% | 1932.1311 | 0.056209 | 16.27% | 10.43% | 1.641% | 1.559%
991 | 137640.619 | 3146.0713 | 140786.6903 | 138128.5336 | 99.65% | -487.9146 | 414.4256 | 0.1157 | 14.23% | 8.492% | -0.4054% | -0.3846% | 20820.254 | 3433.4521 | 141074.0712 | 137237.1138 | 137194.9091 | -445.7099 | 99.97% | -42.2047 | 0.10106 | 14.6% | 8.843% | -0.03577% | -0.03348%
992 | 123517.1513 | 8090.8684 | 131608.0197 | 122110.3173 | 101.2% | 1406.834 | 253.5282 | 0.063576 | 15.95% | 10.13% | 1.32% | 1.254% | 11430.0065 | 5208.3049 | 128725.4561 | 124919.019 | 126325.8529 | 2808.7017 | 101.1% | 1406.834 | 0.064259 | 15.92% | 10.1% | 1.29% | 1.226%
993 | 132112.6385 | 5781.4748 | 137894.1134 | 130498.3474 | 101.2% | 1614.2911 | 244.4513 | 0.061338 | 16.05% | 10.22% | 1.418% | 1.347% | 11787.7123 | 1000 | 133112.6385 | 126429.0711 | 130078.0003 | -2034.6382 | 102.9% | 3648.9293 | 0.030154 | 17.94% | 12.02% | 3.308% | 3.142%
994 | 133734.3256 | 2971.8739 | 136706.1995 | 132860.7225 | 100.7% | 873.603 | 306.3877 | 0.077406 | 15.39% | 9.592% | 0.7532% | 0.7159% | 14955.7107 | 4307.7112 | 138042.0368 | 134394.5187 | 135268.1217 | 1533.7961 | 100.7% | 873.603 | 0.077664 | 15.38% | 9.584% | 0.7446% | 0.7077%
995 | 136584.6754 | 6138.4384 | 142723.1138 | 135044.1771 | 101.1% | 1540.4984 | 254.7425 | 0.063876 | 15.94% | 10.12% | 1.307% | 1.242% | 12699.7808 | 3078.7598 | 139663.4353 | 137025.8766 | 138566.375 | 1981.6996 | 101.1% | 1540.4984 | 0.06431 | 15.92% | 10.1% | 1.288% | 1.224%
996 | 130004.4441 | 8228.1294 | 138232.5735 | 126531.1133 | 102.7% | 3473.3308 | 157.3136 | 0.031933 | 17.78% | 11.86% | 3.146% | 2.989% | 7464.786 | 7364.8984 | 137369.3425 | 126823.4545 | 130296.7854 | 292.3412 | 102.7% | 3473.3308 | 0.032013 | 17.77% | 11.86% | 3.139% | 2.982%
997 | 126963.6537 | 6997.9967 | 133961.6504 | 123951.5585 | 102.4% | 3012.0952 | 169.4967 | 0.036315 | 17.42% | 11.52% | 2.785% | 2.646% | 7854.7727 | 4517.7223 | 131481.376 | 126566.2942 | 129578.3894 | 2614.7357 | 102.4% | 3012.0952 | 0.037235 | 17.36% | 11.47% | 2.728% | 2.591%
998 | 132929.1713 | 3679.6112 | 136608.7825 | 131582.7317 | 101% | 1346.4396 | 267.293 | 0.066972 | 15.81% | 9.99% | 1.172% | 1.114% | 12968.8283 | 1000 | 133929.1713 | 131198.26 | 132736.9355 | -192.2358 | 101.2% | 1538.6755 | 0.063031 | 15.98% | 10.15% | 1.344% | 1.277%
999 | 135771.7771 | 2525.6033 | 138297.3804 | 136269.3693 | 99.63% | -497.5921 | 415.6995 | 0.11628 | 14.21% | 8.479% | -0.4191% | -0.3976% | 20600.6963 | 1790.9696 | 137562.7467 | 135875.5605 | 135574.8727 | -196.9044 | 99.78% | -300.6877 | 0.10919 | 14.38% | 8.635% | -0.2542% | -0.2409%
1000 | 132427.6572 | 5716.3017 | 138143.9589 | 129044.4246 | 102.6% | 3383.2325 | 162.082 | 0.033487 | 17.64% | 11.73% | 3.005% | 2.854% | 7834.4128 | 4569.9197 | 136997.5769 | 124735.037 | 130272.9633 | -2154.6938 | 104.4% | 5537.9264 | 0.014674 | 19.72% | 13.71% | 5.089% | 4.834%

## Current Curve, CT
Average >> | 134584.1025 | 4996.8506 | 139580.953 | 132558.4053 | 101.6% | 2025.6972 | 266.9948 | 0.058581 | 16.42% | 10.57% | 1.782% | 1.693% | 13169.2114 | 2906.0493 | 137490.1518 | 132650.548 | 134904.9238 | 320.8214 | 101.7% | 2254.3758 | 0.057183 | 16.63% | 10.77% | 1.993% | 1.893%
Target IRM >> | 14.63%
Target UCAP Reserve Margin >> |  | 8.88%
| Measured after the Base Residual Auction | [12 empty] | Measured after the Final Incremental Auction
Draw Number | Cleared Quantity | Uncleared Quantity | BRA Total Supply Offers | BRA Reliability Requirement | Cleared Quantity as % of BRA Reliability Requirement | Excess (Deficit) Cleared Quantity | Clearing Price | Cleared LOLE | Cleared ICAP Reserve Margin (IRM) | Cleared UCAP Reserve Margin | Excess Cleared above Target IRM | Excess Cleared above Target UCAP Reserve Margin | Procurement Cost | Additional Supply Offered | Total Final Available Quantity | Final IA Reliability Requirement | Total Final Cleared Quantity | Capacity Procured (Released) in IA | Cleared Quantity as % of Final IA Reliability Requirement | Excess (Deficit) Supply | Cleared LOLE | Cleared IRM | Cleared UCAP Reserve Margin | Excess Cleared above Target IRM | Excess Cleared above Target UCAP Reserve Margin
| (UCAP MW) | (UCAP MW) | (UCAP MW) | (UCAP MW) | (% of BRA Reliability Requirement) | (UCAP MW) | (2026$/UCAP MW-D) | (Days/Year) | (ICAP %) | (UCAP %) | (ICAP %) | (UCAP %) | (2026$ Million/Year) | (UCAP MW) | (UCAP MW) | (UCAP MW) | (UCAP MW) | (UCAP MW) | (% of Final IA Reliability Requirement) | (UCAP MW) | (Days/Year) | (%) | (ICAP %) | (%) | (UCAP %)
1 | 137503.1446 | 3527.4088 | 141030.5533 | 136137.2141 | 101% | 1365.9305 | 302.4066 | 0.067497 | 15.78% | 9.969% | 1.15% | 1.092% | 15177.3777 | 3926.4416 | 141429.5862 | 129530.1037 | 134199.5894 | -3303.5552 | 103.6% | 4669.4857 | 0.021885 | 18.77% | 12.8% | 4.132% | 3.925%
2 | 135062.4164 | 1935.5621 | 136997.9784 | 132773.5042 | 101.7% | 2288.9122 | 240.3722 | 0.049263 | 16.61% | 10.75% | 1.976% | 1.877% | 11849.8148 | 1000 | 136062.4164 | 136629.3709 | 136062.4164 | 1000 | 99.59% | -566.9545 | 0.11874 | 14.16% | 8.424% | -0.4762% | -0.4518%
3 | 139032.4074 | 6827.7215 | 145860.1289 | 135074.8916 | 102.9% | 3957.5158 | 183.4052 | 0.029603 | 17.99% | 12.07% | 3.358% | 3.19% | 9307.2343 | 3948.9829 | 142981.3902 | 132462.7702 | 137726.3467 | -1306.0607 | 104% | 5263.5765 | 0.018505 | 19.19% | 13.2% | 4.555% | 4.326%
4 | 130845.966 | 7211.9824 | 138057.9483 | 125395.1853 | 104.3% | 5450.7807 | 116.4622 | 0.015312 | 19.62% | 13.61% | 4.982% | 4.733% | 5562.0928 | 2930.8364 | 133776.8023 | 128014.6287 | 133465.4093 | 2619.4434 | 104.3% | 5450.7807 | 0.015924 | 19.51% | 13.51% | 4.88% | 4.636%
5 | 139723.2764 | 3104.9617 | 142828.2381 | 140029.2059 | 99.78% | -305.9295 | 412.2534 | 0.10905 | 14.38% | 8.638% | -0.251% | -0.2379% | 21024.5077 | 1000 | 140723.2764 | 141487.3594 | 140723.2764 | 1000 | 99.46% | -764.083 | 0.1249 | 14.01% | 8.288% | -0.6196% | -0.588%
6 | 133006.0515 | 3773.2213 | 136779.2728 | 130714.5994 | 101.8% | 2291.4521 | 238.9956 | 0.048729 | 16.64% | 10.78% | 2.009% | 1.909% | 11602.5671 | 3652.1674 | 136658.2189 | 130295.546 | 132796.5248 | -209.5267 | 101.9% | 2500.9787 | 0.045677 | 16.83% | 10.97% | 2.2% | 2.09%
7 | 132208.8531 | 5725.9102 | 137934.7634 | 126917.1193 | 104.2% | 5291.7339 | 124.8454 | 0.01671 | 19.41% | 13.42% | 4.779% | 4.54% | 6024.5678 | 4914.5844 | 137123.4375 | 126880.6302 | 132190.6086 | -18.2445 | 104.2% | 5309.9784 | 0.016567 | 19.43% | 13.43% | 4.797% | 4.556%
8 | 130166.1255 | 7047.5741 | 137213.6996 | 127012.3894 | 102.5% | 3153.7361 | 204.5115 | 0.035344 | 17.48% | 11.58% | 2.846% | 2.703% | 9716.4703 | 3647.046 | 133813.1714 | 129342.9883 | 132496.7245 | 2330.599 | 102.4% | 3153.7361 | 0.036164 | 17.43% | 11.53% | 2.795% | 2.655%
9 | 128553.2612 | 7695.6946 | 136248.9558 | 126995.4345 | 101.2% | 1557.8266 | 282.3258 | 0.06161 | 16.04% | 10.21% | 1.406% | 1.336% | 13247.2741 | 6410.1504 | 134963.4116 | 124901.0582 | 127506.073 | -1047.1881 | 102.1% | 2605.0148 | 0.04263 | 17.02% | 11.15% | 2.39% | 2.271%
10 | 136651.4599 | 4544.0273 | 141195.4871 | 135014.106 | 101.2% | 1637.3538 | 283.5802 | 0.061978 | 16.02% | 10.2% | 1.39% | 1.32% | 14144.3527 | 3343.0249 | 139994.4848 | 135315.1764 | 136952.5302 | 301.0704 | 101.2% | 1637.3538 | 0.062049 | 16.02% | 10.19% | 1.387% | 1.317%
11 | 132306.5969 | 5943.155 | 138249.752 | 129524.2282 | 102.1% | 2782.3687 | 220.3312 | 0.041484 | 17.1% | 11.22% | 2.462% | 2.339% | 10640.214 | 3519.2929 | 135825.8898 | 126760.5273 | 130924.7465 | -1381.8504 | 103.3% | 4164.2192 | 0.025124 | 18.4% | 12.45% | 3.765% | 3.577%
12 | 131667.6447 | 3761.9327 | 135429.5774 | 130954.8531 | 100.5% | 712.7916 | 343.6736 | 0.081297 | 15.26% | 9.469% | 0.6234% | 0.5926% | 16516.5013 | 1727.898 | 133395.5426 | 131405.7169 | 132118.5085 | 450.8638 | 100.5% | 712.7916 | 0.081361 | 15.25% | 9.467% | 0.6213% | 0.5906%
13 | 128552.1514 | 4761.8416 | 133313.993 | 126592.4276 | 101.5% | 1959.7237 | 253.4242 | 0.053139 | 16.41% | 10.56% | 1.774% | 1.685% | 11891.0519 | 1000 | 129552.1514 | 127015.119 | 128974.8427 | 422.6913 | 101.5% | 1959.7237 | 0.053275 | 16.4% | 10.56% | 1.768% | 1.68%
14 | 132080.4173 | 5223.5193 | 137303.9366 | 129423.3514 | 102.1% | 2657.0659 | 224.8244 | 0.043229 | 16.99% | 11.11% | 2.353% | 2.235% | 10838.6378 | 1000 | 133080.4173 | 128409.4231 | 131573.4532 | -506.9642 | 102.5% | 3164.0301 | 0.035692 | 17.46% | 11.56% | 2.824% | 2.683%
15 | 133022.5081 | 7300.8509 | 140323.359 | 130954.6376 | 101.6% | 2067.8706 | 250.6366 | 0.052321 | 16.44% | 10.6% | 1.81% | 1.719% | 12169.2114 | 3748.4816 | 136770.9897 | 132449.7606 | 134517.6312 | 1495.1231 | 101.6% | 2067.8706 | 0.052791 | 16.42% | 10.58% | 1.789% | 1.7%
16 | 139093.2944 | 1856.2083 | 140949.5026 | 136736.0706 | 101.7% | 2357.2238 | 240.3722 | 0.049263 | 16.61% | 10.75% | 1.976% | 1.877% | 12203.4673 | 5226.9412 | 144320.2356 | 137653.2057 | 140010.4295 | 917.1351 | 101.7% | 2357.2238 | 0.049474 | 16.6% | 10.74% | 1.962% | 1.864%
17 | 138512.1493 | 3172.034 | 141684.1833 | 137252.524 | 100.9% | 1259.6254 | 310.0984 | 0.069754 | 15.68% | 9.875% | 1.052% | 0.9992% | 15677.6249 | 1000 | 139512.1493 | 135391.3558 | 137581.5652 | -930.5841 | 101.6% | 2190.2094 | 0.051303 | 16.49% | 10.64% | 1.854% | 1.761%
18 | 128607.6176 | 4479.3659 | 133086.9835 | 125698.9215 | 102.3% | 2908.6961 | 212.496 | 0.038442 | 17.29% | 11.4% | 2.652% | 2.519% | 9974.9409 | 1000 | 129607.6176 | 126642.2075 | 129550.9036 | 943.286 | 102.3% | 2908.6961 | 0.038758 | 17.27% | 11.38% | 2.632% | 2.501%
19 | 135496.6207 | 6209.6527 | 141706.2735 | 131033.0621 | 103.4% | 4463.5586 | 160.8853 | 0.023705 | 18.54% | 12.58% | 3.904% | 3.709% | 7956.7854 | 4054.2339 | 139550.8547 | 132497.7046 | 136961.2632 | 1464.6425 | 103.4% | 4463.5586 | 0.02407 | 18.49% | 12.54% | 3.861% | 3.668%
20 | 139890.7187 | 2955.4377 | 142846.1564 | 138624.8294 | 100.9% | 1265.8892 | 310.509 | 0.069874 | 15.68% | 9.87% | 1.046% | 0.9942% | 15854.6231 | 1000 | 140890.7187 | 138445.469 | 139801.0384 | -89.6802 | 101% | 1355.5695 | 0.068135 | 15.76% | 9.942% | 1.122% | 1.066%
21 | 133567.8042 | 4281.0194 | 137848.8236 | 131819.7068 | 101.3% | 1748.0974 | 273.3814 | 0.058989 | 16.15% | 10.32% | 1.52% | 1.444% | 13327.9593 | 1610.4842 | 135178.2884 | 132395.3947 | 134143.4921 | 575.6879 | 101.3% | 1748.0974 | 0.059141 | 16.15% | 10.31% | 1.513% | 1.438%
22 | 130655.4287 | 5938.8831 | 136594.3119 | 129008.2738 | 101.3% | 1647.155 | 277.8179 | 0.060289 | 16.1% | 10.27% | 1.463% | 1.39% | 13248.924 | 3397.8974 | 134053.3261 | 127420.7636 | 129861.6737 | -793.7551 | 101.9% | 2440.91 | 0.045748 | 16.83% | 10.96% | 2.195% | 2.086%
23 | 131292.4238 | 6934.7224 | 138227.1462 | 130220.1687 | 100.8% | 1072.2551 | 318.5748 | 0.07224 | 15.58% | 9.773% | 0.9434% | 0.8965% | 15266.6552 | 5726.0223 | 137018.4461 | 126345.6058 | 129355.1423 | -1937.2815 | 102.4% | 3009.5366 | 0.037196 | 17.36% | 11.47% | 2.73% | 2.593%
24 | 141314.0327 | 4279.9538 | 145593.9865 | 139620.812 | 101.2% | 1693.2207 | 283.5802 | 0.061978 | 16.02% | 10.2% | 1.39% | 1.32% | 14626.9606 | 2120.2309 | 143434.2636 | 138368.0463 | 140687.6498 | -626.3829 | 101.7% | 2319.6035 | 0.050134 | 16.55% | 10.7% | 1.921% | 1.825%
25 | 130893.8826 | 5903.0083 | 136796.8909 | 128141.2228 | 102.1% | 2752.6598 | 220.3312 | 0.041484 | 17.1% | 11.22% | 2.462% | 2.339% | 10526.6023 | 3472.2932 | 134366.1758 | 128159.3629 | 130912.0227 | 18.1401 | 102.1% | 2752.6598 | 0.04149 | 17.09% | 11.21% | 2.462% | 2.338%
26 | 126491.7169 | 5696.0006 | 132187.7175 | 124896.3224 | 101.3% | 1595.3945 | 277.7661 | 0.060274 | 16.1% | 10.27% | 1.464% | 1.391% | 12824.3132 | 5011.8095 | 131503.5264 | 125358.7238 | 126954.1183 | 462.4014 | 101.3% | 1595.3945 | 0.060398 | 16.09% | 10.26% | 1.458% | 1.386%
27 | 144628.6608 | 2370.9617 | 146999.6224 | 145192.7335 | 99.61% | -564.0727 | 427.5398 | 0.11743 | 14.19% | 8.453% | -0.4459% | -0.423% | 22569.5978 | 1000 | 145628.6608 | 146341.3266 | 145628.6608 | 1000 | 99.51% | -712.6658 | 0.12229 | 14.07% | 8.346% | -0.5588% | -0.5302%
28 | 125755.8951 | 4674.5342 | 130430.4293 | 123436.4479 | 101.9% | 2319.4472 | 233.0447 | 0.046418 | 16.79% | 10.92% | 2.154% | 2.046% | 10696.9628 | 1542.3541 | 127298.2492 | 124587.3674 | 126906.8146 | 1150.9195 | 101.9% | 2319.4472 | 0.046737 | 16.77% | 10.9% | 2.134% | 2.027%
29 | 139352.4786 | 3828.3648 | 143180.8434 | 137562.9771 | 101.3% | 1789.5016 | 275.6532 | 0.059655 | 16.12% | 10.29% | 1.491% | 1.416% | 14020.7286 | 1000 | 140352.4786 | 137836.8219 | 139626.3235 | 273.8448 | 101.3% | 1789.5016 | 0.059723 | 16.12% | 10.29% | 1.488% | 1.414%
30 | 133745.2361 | 5705.4648 | 139450.7009 | 129904.38 | 103% | 3840.8561 | 182.1309 | 0.029265 | 18.02% | 12.1% | 3.389% | 3.219% | 8891.0862 | 4825.1018 | 138570.338 | 130542.1885 | 134383.0446 | 637.8085 | 102.9% | 3840.8561 | 0.029447 | 18.01% | 12.08% | 3.372% | 3.203%
31 | 132934.793 | 4055.3019 | 136990.0949 | 131473.5775 | 101.1% | 1461.2156 | 292.6898 | 0.064648 | 15.91% | 10.09% | 1.274% | 1.21% | 14201.6579 | 2620.0938 | 135554.8869 | 130204.4103 | 132300.2094 | -634.5836 | 101.6% | 2095.7992 | 0.051516 | 16.48% | 10.63% | 1.845% | 1.752%
32 | 136326.7888 | 3264.259 | 139591.0478 | 134453.9418 | 101.4% | 1872.8471 | 267.3722 | 0.057228 | 16.23% | 10.39% | 1.596% | 1.517% | 13304.2488 | 3473.4828 | 139800.2716 | 130121.5361 | 134160.586 | -2166.2028 | 103.1% | 4039.0499 | 0.027407 | 18.19% | 12.26% | 3.558% | 3.38%
33 | 129630.2794 | 4873.3188 | 134503.5982 | 127680.5791 | 101.5% | 1949.7004 | 255.3202 | 0.053693 | 16.38% | 10.54% | 1.75% | 1.663% | 12080.4863 | 2266.4556 | 131896.735 | 124849.6737 | 128214.8267 | -1415.4527 | 102.7% | 3365.1531 | 0.032559 | 17.72% | 11.81% | 3.089% | 2.935%
34 | 135718.1379 | 4753.1467 | 140471.2846 | 132864.1981 | 102.1% | 2853.9397 | 220.3412 | 0.041486 | 17.1% | 11.21% | 2.462% | 2.339% | 10915.0663 | 2602.3386 | 138320.4765 | 138121.4959 | 138320.4765 | 2602.3386 | 100.1% | 198.9806 | 0.09505 | 14.8% | 9.033% | 0.1646% | 0.1568%
35 | 133127.5002 | 4266.9071 | 137394.4073 | 130197.2196 | 102.3% | 2930.2806 | 215.4877 | 0.039604 | 17.21% | 11.33% | 2.579% | 2.45% | 10470.8801 | 2466.6155 | 135594.1157 | 127517.8873 | 131787.834 | -1339.6662 | 103.3% | 4269.9468 | 0.024325 | 18.47% | 12.52% | 3.838% | 3.646%
36 | 136497.9905 | 4374.9356 | 140872.9261 | 137289.0274 | 99.42% | -791.0368 | 444.4141 | 0.12668 | 13.97% | 8.249% | -0.661% | -0.6273% | 22141.4971 | 4549.2677 | 141047.2583 | 137665.7197 | 137665.7197 | 1167.7292 | 100% | 0 | 0.1 | 14.63% | 8.876% | -0.0005144% | 0%
37 | 134213.9823 | 6412.587 | 140626.5693 | 133117.867 | 100.8% | 1096.1153 | 318.5748 | 0.07224 | 15.58% | 9.773% | 0.9434% | 0.8965% | 15606.3734 | 3749.4651 | 137963.4474 | 131397.3035 | 133353.7005 | -860.2818 | 101.5% | 1956.397 | 0.054698 | 16.34% | 10.5% | 1.706% | 1.621%
38 | 134511.8221 | 5591.3362 | 140103.1583 | 132219.1442 | 101.7% | 2292.6778 | 239.8943 | 0.049078 | 16.62% | 10.76% | 1.987% | 1.888% | 11778.0457 | 3583.7224 | 138095.5444 | 129373.389 | 133088.9444 | -1422.8776 | 102.9% | 3715.5554 | 0.030333 | 17.93% | 12% | 3.292% | 3.127%
39 | 139213.1236 | 5665.6504 | 144878.774 | 136404.7566 | 102.1% | 2808.367 | 224.5483 | 0.043121 | 16.99% | 11.12% | 2.36% | 2.242% | 11409.9243 | 2322.0137 | 141535.1373 | 136635.0936 | 139443.4606 | 230.337 | 102.1% | 2808.367 | 0.043185 | 16.99% | 11.11% | 2.356% | 2.238%
40 | 142587.1505 | 4664.7943 | 147251.9448 | 141266.5143 | 100.9% | 1320.6362 | 308.5593 | 0.069303 | 15.7% | 9.894% | 1.071% | 1.018% | 16058.7535 | 2496.8926 | 145084.0431 | 139663.2403 | 141785.5135 | -801.637 | 101.5% | 2122.2732 | 0.05389 | 16.37% | 10.53% | 1.741% | 1.654%
41 | 140482.875 | 2302.998 | 142785.873 | 140755.6619 | 99.81% | -272.7869 | 410.035 | 0.10784 | 14.41% | 8.665% | -0.2227% | -0.211% | 21025.0568 | 3355.5616 | 143838.4366 | 136852.0018 | 138531.045 | -1951.8301 | 101.2% | 1679.0432 | 0.061604 | 16.04% | 10.21% | 1.406% | 1.336%
42 | 136010.3821 | 5378.9417 | 141389.3238 | 133426.6693 | 101.9% | 2583.7128 | 230.3313 | 0.045366 | 16.85% | 10.98% | 2.219% | 2.108% | 11434.5197 | 1745.4133 | 137755.7955 | 129275.1521 | 133934.6235 | -2075.7586 | 103.6% | 4659.4714 | 0.021891 | 18.76% | 12.8% | 4.131% | 3.924%
43 | 140889.6253 | 3870.5941 | 144760.2194 | 139040.3042 | 101.3% | 1849.3211 | 273.0278 | 0.058885 | 16.16% | 10.32% | 1.524% | 1.448% | 14040.3744 | 2091.2781 | 142980.9034 | 135592.9163 | 139165.9313 | -1723.694 | 102.6% | 3573.0151 | 0.033319 | 17.65% | 11.75% | 3.02% | 2.869%
44 | 135376.7864 | 7378.455 | 142755.2414 | 131172.4336 | 103.2% | 4204.3528 | 170.393 | 0.026132 | 18.31% | 12.37% | 3.674% | 3.49% | 8419.5509 | 1554.2425 | 136931.0289 | 134522.0357 | 136931.0289 | 1554.2425 | 101.8% | 2408.9932 | 0.048037 | 16.69% | 10.83% | 2.052% | 1.95%
45 | 139617.0563 | 1049.7523 | 140666.8086 | 140821.8792 | 99.14% | -1204.8229 | 469.5327 | 0.14045 | 13.65% | 7.945% | -0.9813% | -0.9315% | 23927.4937 | 4727.1106 | 144344.1669 | 143388.099 | 143388.099 | 3771.0427 | 100% | 0 | 0.1 | 14.63% | 8.876% | -0.0005144% | -2.22e-14%
46 | 134183.2509 | 4128.7154 | 138311.9663 | 132083.8938 | 101.6% | 2099.3571 | 249.7101 | 0.052049 | 16.45% | 10.61% | 1.821% | 1.73% | 12230.0232 | 1000 | 135183.2509 | 129685.6792 | 132984.1435 | -1199.1073 | 102.5% | 3298.4644 | 0.034475 | 17.55% | 11.65% | 2.915% | 2.769%
47 | 135869.0889 | 5785.4626 | 141654.5514 | 132292.8348 | 102.7% | 3576.254 | 194.1077 | 0.032459 | 17.73% | 11.82% | 3.098% | 2.943% | 9626.231 | 2917.6976 | 138786.7865 | 135841.5775 | 138786.7865 | 2917.6976 | 102.2% | 2945.209 | 0.041118 | 17.12% | 11.24% | 2.485% | 2.361%
48 | 139094.2174 | 3087.2665 | 142181.4839 | 137252.6801 | 101.3% | 1841.5373 | 271.9817 | 0.058578 | 16.17% | 10.34% | 1.538% | 1.461% | 13808.3472 | 2258.0696 | 141352.287 | 133862.1547 | 137398.9547 | -1695.2627 | 102.6% | 3536.8 | 0.03323 | 17.66% | 11.75% | 3.028% | 2.877%
49 | 133385.3446 | 4275.1713 | 137660.5159 | 130864.4475 | 101.9% | 2520.897 | 230.8078 | 0.045551 | 16.84% | 10.97% | 2.208% | 2.097% | 11237.0293 | 1734.5675 | 135119.912 | 135066.4886 | 135119.912 | 1734.5675 | 100% | 53.4234 | 0.098641 | 14.68% | 8.919% | 0.04483% | 0.04306%
50 | 128470.2234 | 9162.7806 | 137633.004 | 124605.5984 | 103.1% | 3864.625 | 175.2913 | 0.027439 | 18.19% | 12.25% | 3.555% | 3.377% | 8219.6944 | 4617.6848 | 133087.9082 | 125486.8761 | 129351.5011 | 881.2777 | 103.1% | 3864.625 | 0.027714 | 18.16% | 12.23% | 3.53% | 3.353%
51 | 142186.4664 | 6042.3669 | 148228.8333 | 141386.5204 | 100.6% | 799.946 | 341.7418 | 0.080558 | 15.28% | 9.492% | 0.6481% | 0.616% | 17735.7388 | 2400.2051 | 144586.6715 | 140824.3225 | 141905.3675 | -281.099 | 100.8% | 1081.045 | 0.07371 | 15.51% | 9.712% | 0.8795% | 0.8358%
52 | 135389.9765 | 5826.5321 | 141216.5086 | 133082.3311 | 101.7% | 2307.6455 | 239.8943 | 0.049078 | 16.62% | 10.76% | 1.987% | 1.888% | 11854.9382 | 4394.2006 | 139784.1772 | 132947.4998 | 135322.5609 | -67.4157 | 101.8% | 2375.0611 | 0.048116 | 16.68% | 10.82% | 2.047% | 1.945%
53 | 133326.2981 | 3831.2155 | 137157.5136 | 131619.8292 | 101.3% | 1706.4689 | 276.044 | 0.059769 | 16.12% | 10.29% | 1.486% | 1.412% | 13433.4305 | 3026.4692 | 136352.7673 | 127724.1194 | 131378.4432 | -1947.8549 | 102.9% | 3654.3238 | 0.03047 | 17.91% | 11.99% | 3.279% | 3.115%
54 | 137503.4875 | 3928.6711 | 141432.1586 | 136245.337 | 100.9% | 1258.1506 | 309.5858 | 0.069603 | 15.69% | 9.882% | 1.058% | 1.005% | 15537.7294 | 1888.6046 | 139392.0921 | 141848.0945 | 139392.0921 | 1888.6046 | 98.27% | -2456.0023 | 0.19554 | 12.65% | 6.991% | -1.985% | -1.885%
55 | 135731.132 | 5811.2997 | 141542.4317 | 133531.7068 | 101.6% | 2199.4252 | 244.5237 | 0.050671 | 16.52% | 10.67% | 1.888% | 1.793% | 12114.161 | 2680.8954 | 138412.0274 | 133277.1143 | 135603.8357 | -127.2963 | 101.7% | 2326.7215 | 0.048862 | 16.63% | 10.78% | 2.001% | 1.901%
56 | 134800.4787 | 2728.6996 | 137529.1783 | 134002.661 | 100.6% | 797.8177 | 339.0837 | 0.079542 | 15.32% | 9.524% | 0.682% | 0.6482% | 16683.6531 | 1000 | 135800.4787 | 135437.1141 | 135800.4787 | 1000 | 100.3% | 363.3645 | 0.090781 | 14.94% | 9.168% | 0.307% | 0.2921%
57 | 140930.7464 | 1994.1501 | 142924.8966 | 140740.2693 | 100.1% | 190.4772 | 380.4399 | 0.095349 | 14.79% | 9.024% | 0.1546% | 0.1474% | 19569.7245 | 1000 | 141930.7464 | 139103.6713 | 140112.4474 | -818.299 | 100.7% | 1008.7762 | 0.075081 | 15.46% | 9.666% | 0.8308% | 0.7896%
58 | 136855.8011 | 2819.0129 | 139674.8141 | 134056.4766 | 102.1% | 2799.3245 | 223.1586 | 0.042584 | 17.03% | 11.15% | 2.393% | 2.274% | 11147.3023 | 1770.1746 | 138625.9757 | 138249.9849 | 138625.9757 | 1770.1746 | 100.3% | 375.9908 | 0.090655 | 14.94% | 9.172% | 0.3112% | 0.2961%
59 | 135618.6329 | 6357.1234 | 141975.7563 | 132163.0075 | 102.6% | 3455.6254 | 198.2915 | 0.033576 | 17.63% | 11.72% | 2.997% | 2.847% | 9815.5857 | 4118.6196 | 139737.2525 | 129312.3486 | 134193.3034 | -1425.3295 | 103.8% | 4880.9549 | 0.02033 | 18.96% | 12.99% | 4.326% | 4.11%
60 | 130066.3836 | 4002.0426 | 134068.4262 | 127598.8248 | 101.9% | 2467.5588 | 230.4536 | 0.045414 | 16.85% | 10.98% | 2.216% | 2.105% | 10940.6058 | 1000 | 131066.3836 | 125789.7155 | 129161.8289 | -904.5547 | 102.7% | 3372.1135 | 0.032743 | 17.71% | 11.79% | 3.073% | 2.919%
61 | 133124.7259 | 3684.6072 | 136809.3331 | 132392.5639 | 100.6% | 732.162 | 342.8868 | 0.080997 | 15.27% | 9.478% | 0.6334% | 0.6021% | 16661.0476 | 3372.0964 | 136496.8224 | 130474.6444 | 132165.7662 | -958.9597 | 101.3% | 1691.1218 | 0.059779 | 16.12% | 10.29% | 1.485% | 1.411%
62 | 123628.0417 | 4930.003 | 128558.0447 | 119732.0989 | 103.3% | 3895.9429 | 168.0933 | 0.025518 | 18.36% | 12.42% | 3.73% | 3.543% | 7585.0799 | 3363.5443 | 126991.5861 | 120336.8297 | 124232.7726 | 604.7309 | 103.2% | 3895.9429 | 0.025724 | 18.34% | 12.4% | 3.711% | 3.525%
63 | 136795.5163 | 4384.4717 | 141179.988 | 134447.1001 | 101.7% | 2348.4162 | 239.2931 | 0.048845 | 16.64% | 10.78% | 2.002% | 1.902% | 11947.9896 | 1000 | 137795.5163 | 135674.6465 | 137795.5163 | 1000 | 101.6% | 2120.8699 | 0.05274 | 16.42% | 10.58% | 1.791% | 1.702%
64 | 134564.6663 | 6116.5757 | 140681.2421 | 133408.87 | 100.9% | 1155.7963 | 314.7185 | 0.071108 | 15.63% | 9.819% | 0.9926% | 0.9433% | 15457.7443 | 4576.1833 | 139140.8496 | 133555.7214 | 134711.5177 | 146.8514 | 100.9% | 1155.7963 | 0.071133 | 15.62% | 9.818% | 0.9915% | 0.9422%
65 | 137135.4077 | 4146.054 | 141281.4618 | 137740.4402 | 99.56% | -605.0325 | 432.1004 | 0.11993 | 14.13% | 8.398% | -0.504% | -0.4782% | 21628.5383 | 3457.1615 | 140592.5692 | 138146.3228 | 138146.3228 | 1010.9151 | 100% | 0 | 0.1 | 14.63% | 8.876% | -0.0005144% | 0%
66 | 140783.693 | 3071.3224 | 143855.0154 | 141632.0992 | 99.4% | -848.4063 | 446.4666 | 0.12781 | 13.95% | 8.224% | -0.6872% | -0.6522% | 22942.1549 | 1000 | 141783.693 | 142538.2787 | 141783.693 | 1000 | 99.47% | -754.5857 | 0.12438 | 14.03% | 8.3% | -0.6074% | -0.5764%
67 | 135567.1543 | 3895.6079 | 139462.7622 | 134269.8049 | 101% | 1297.3494 | 305.7394 | 0.068476 | 15.74% | 9.928% | 1.107% | 1.052% | 15128.6017 | 3354.5471 | 138921.7014 | 135305.2881 | 136602.6375 | 1035.4832 | 101% | 1297.3494 | 0.06867 | 15.73% | 9.92% | 1.099% | 1.044%
68 | 143689.8048 | 3265.6774 | 146955.4822 | 144332.8012 | 99.55% | -642.9964 | 432.6643 | 0.12024 | 14.12% | 8.391% | -0.5112% | -0.485% | 22691.8468 | 3367.6883 | 147057.4931 | 143311.383 | 143179.0957 | -510.7091 | 99.91% | -132.2873 | 0.10319 | 14.53% | 8.776% | -0.1063% | -0.1005%
69 | 130363.5486 | 6547.7574 | 136911.306 | 128004.4875 | 101.8% | 2359.0612 | 234.7472 | 0.04708 | 16.75% | 10.88% | 2.112% | 2.007% | 11169.9025 | 4621.2259 | 134984.7746 | 126890.7751 | 129806.6925 | -556.8562 | 102.3% | 2915.9174 | 0.038737 | 17.27% | 11.38% | 2.634% | 2.502%
70 | 133940.1066 | 3741.3438 | 137681.4503 | 132087.448 | 101.4% | 1852.6586 | 266.5059 | 0.056973 | 16.24% | 10.4% | 1.607% | 1.527% | 13028.9799 | 1000 | 134940.1066 | 131094.624 | 133443.6946 | -496.412 | 101.8% | 2349.0706 | 0.048017 | 16.69% | 10.83% | 2.054% | 1.951%
71 | 131989.6777 | 5516.7371 | 137506.4148 | 130046.9818 | 101.5% | 1942.6959 | 258.3025 | 0.054568 | 16.35% | 10.5% | 1.712% | 1.626% | 12444.042 | 1000 | 132989.6777 | 129903.4594 | 131917.9165 | -71.7612 | 101.6% | 2014.4571 | 0.053068 | 16.41% | 10.56% | 1.777% | 1.688%
72 | 125118.3729 | 4591.5864 | 129709.9593 | 121649.6879 | 102.9% | 3468.685 | 187.1088 | 0.030592 | 17.9% | 11.98% | 3.268% | 3.104% | 8544.9227 | 1114.8339 | 126233.2068 | 124133.0075 | 126233.2068 | 1114.8339 | 101.7% | 2100.1993 | 0.04985 | 16.57% | 10.72% | 1.939% | 1.842%
73 | 141464.2729 | 5246.9668 | 146711.2397 | 139315.2322 | 101.5% | 2149.0407 | 253.922 | 0.053283 | 16.4% | 10.56% | 1.768% | 1.679% | 13111.124 | 4384.2926 | 145848.5655 | 142576.9929 | 144726.0336 | 3261.7608 | 101.5% | 2149.0407 | 0.054214 | 16.36% | 10.52% | 1.727% | 1.641%
74 | 141291.0273 | 4347.4162 | 145638.4435 | 139002.9507 | 101.6% | 2288.0766 | 244.6167 | 0.050691 | 16.52% | 10.67% | 1.886% | 1.792% | 12615.1822 | 3886.0314 | 145177.0587 | 135893.1647 | 139736.1343 | -1554.893 | 102.8% | 3842.9696 | 0.030888 | 17.87% | 11.96% | 3.241% | 3.079%
75 | 132244.6671 | 6487.4873 | 138732.1545 | 127888.2351 | 103.4% | 4356.432 | 160.8853 | 0.023705 | 18.54% | 12.58% | 3.904% | 3.709% | 7765.8205 | 2369.744 | 134614.4112 | 127707.5315 | 132154.3154 | -90.3518 | 103.5% | 4446.7838 | 0.023012 | 18.62% | 12.67% | 3.991% | 3.791%
76 | 129447.9085 | 5923.6749 | 135371.5834 | 124670.3815 | 103.8% | 4777.527 | 140.7746 | 0.019802 | 19.03% | 13.05% | 4.392% | 4.172% | 6651.3878 | 3718.0051 | 133165.9136 | 127414.0472 | 132191.5742 | 2743.6657 | 103.7% | 4777.527 | 0.020559 | 18.93% | 12.96% | 4.298% | 4.082%
77 | 141890.0642 | 4547.7585 | 146437.8226 | 140203.4104 | 101.2% | 1686.6538 | 284.4511 | 0.062234 | 16.01% | 10.19% | 1.379% | 1.31% | 14731.6877 | 4925.2188 | 146815.283 | 139797.5155 | 141687.1167 | -202.9474 | 101.4% | 1889.6012 | 0.058315 | 16.18% | 10.35% | 1.549% | 1.472%
78 | 134981.2937 | 6135.5134 | 141116.8071 | 133741.5292 | 100.9% | 1239.7645 | 309.2674 | 0.06951 | 15.7% | 9.885% | 1.062% | 1.009% | 15237.0411 | 2525.2449 | 137506.5386 | 131435.004 | 133828.0311 | -1153.2626 | 101.8% | 2393.0272 | 0.047489 | 16.72% | 10.86% | 2.087% | 1.982%
79 | 137551.4549 | 5915.355 | 143466.8099 | 136777.5856 | 100.6% | 773.8693 | 341.7418 | 0.080558 | 15.28% | 9.492% | 0.6481% | 0.616% | 17157.5871 | 1889.4212 | 139440.8761 | 132373.389 | 135349.3566 | -2202.0983 | 102.2% | 2975.9676 | 0.03965 | 17.21% | 11.32% | 2.577% | 2.448%
80 | 138611.1868 | 3398.8548 | 142010.0415 | 138198.0897 | 100.3% | 413.097 | 365.7353 | 0.089729 | 14.98% | 9.202% | 0.3421% | 0.3254% | 18503.6742 | 1000 | 139611.1868 | 135426.8312 | 137225.5575 | -1385.6293 | 101.3% | 1798.7263 | 0.058934 | 16.16% | 10.32% | 1.522% | 1.446%
81 | 137427.6204 | 3949.0696 | 141376.69 | 135506.8332 | 101.4% | 1920.7872 | 265.1678 | 0.056581 | 16.26% | 10.42% | 1.624% | 1.543% | 13301.1033 | 4014.0223 | 141441.6427 | 137478.8495 | 139399.6367 | 1972.0163 | 101.4% | 1920.7872 | 0.057117 | 16.23% | 10.4% | 1.601% | 1.521%
82 | 126488.5379 | 8107.7556 | 134596.2935 | 124631.9112 | 101.5% | 1856.6266 | 258.6808 | 0.054677 | 16.34% | 10.5% | 1.707% | 1.622% | 11942.8586 | 5295.6547 | 131784.1926 | 125230.1907 | 127086.8173 | 598.2794 | 101.5% | 1856.6266 | 0.054865 | 16.33% | 10.49% | 1.699% | 1.614%
83 | 139540.3489 | 4157.7895 | 143698.1384 | 137890.3986 | 101.2% | 1649.9503 | 285.0338 | 0.062404 | 16% | 10.18% | 1.371% | 1.303% | 14517.4045 | 1145.8866 | 140686.2355 | 141081.7038 | 140686.2355 | 1145.8866 | 99.72% | -395.4683 | 0.1121 | 14.31% | 8.571% | -0.3218% | -0.3052%
84 | 133507.1658 | 5260.5949 | 138767.7607 | 131044.7539 | 101.9% | 2462.412 | 233.0447 | 0.046418 | 16.79% | 10.92% | 2.154% | 2.046% | 11356.2962 | 2855.3868 | 136362.5527 | 131707.6722 | 134170.0841 | 662.9183 | 101.9% | 2462.412 | 0.046592 | 16.78% | 10.91% | 2.143% | 2.036%
85 | 142192.0102 | 4132.9348 | 146324.945 | 140175.2256 | 101.4% | 2016.7846 | 263.2505 | 0.05602 | 16.28% | 10.44% | 1.649% | 1.566% | 13662.7248 | 1445.4179 | 143637.4281 | 138688.0088 | 141448.4018 | -743.6084 | 102% | 2760.393 | 0.044377 | 16.91% | 11.04% | 2.281% | 2.167%
86 | 132397.4926 | 6733.8886 | 139131.3812 | 128285.6668 | 103.2% | 4111.8259 | 170.393 | 0.026132 | 18.31% | 12.37% | 3.674% | 3.49% | 8234.2584 | 5509.7703 | 137907.2629 | 130767.6265 | 134879.4524 | 2481.9597 | 103.1% | 4111.8259 | 0.026899 | 18.24% | 12.3% | 3.604% | 3.423%
87 | 136740.3715 | 4070.3838 | 140810.7553 | 135237.3252 | 101.1% | 1503.0464 | 292.6898 | 0.064648 | 15.91% | 10.09% | 1.274% | 1.21% | 14608.2146 | 5669.0639 | 142409.4354 | 135283.6728 | 136786.7192 | 46.3477 | 101.1% | 1503.0464 | 0.064659 | 15.91% | 10.09% | 1.273% | 1.21%
88 | 138920.1106 | 5052.3375 | 143972.4481 | 135778.1787 | 102.3% | 3141.9319 | 212.496 | 0.038442 | 17.29% | 11.4% | 2.652% | 2.519% | 10774.7886 | 2656.0894 | 141576.2001 | 136809.0092 | 139950.9412 | 1030.8305 | 102.3% | 3141.9319 | 0.038762 | 17.27% | 11.38% | 2.632% | 2.5%
89 | 130895.4781 | 4920.8826 | 135816.3607 | 128705.8635 | 101.7% | 2189.6146 | 241.4409 | 0.049679 | 16.58% | 10.73% | 1.95% | 1.852% | 11535.2853 | 1400.1112 | 132295.5893 | 127624.1645 | 130354.6286 | -540.8495 | 102.1% | 2730.4641 | 0.041643 | 17.09% | 11.21% | 2.452% | 2.329%
90 | 136550.872 | 5894.2822 | 142445.1543 | 131665.31 | 103.7% | 4885.562 | 146.5204 | 0.020917 | 18.89% | 12.92% | 4.253% | 4.04% | 7302.7324 | 3391.9318 | 139942.8038 | 131033.2768 | 136234.8555 | -316.0166 | 104% | 5201.5786 | 0.018541 | 19.18% | 13.2% | 4.55% | 4.322%
91 | 140455.2695 | 3578.4782 | 144033.7477 | 139501.2849 | 100.7% | 953.9846 | 331.1269 | 0.076501 | 15.42% | 9.621% | 0.7834% | 0.7446% | 16975.6086 | 1000 | 141455.2695 | 139439.6248 | 140424.4395 | -30.8301 | 100.7% | 984.8147 | 0.075731 | 15.44% | 9.645% | 0.8091% | 0.769%
92 | 131616.8634 | 6824.6463 | 138441.5097 | 129466.7282 | 101.7% | 2150.1352 | 243.3489 | 0.050421 | 16.54% | 10.68% | 1.903% | 1.808% | 11690.5211 | 1000 | 132616.8634 | 133080.143 | 132616.8634 | 1000 | 99.65% | -463.2796 | 0.11544 | 14.23% | 8.497% | -0.3996% | -0.379%
93 | 136421.3767 | 5672.7767 | 142094.1534 | 135653.8653 | 100.6% | 767.5114 | 341.7418 | 0.080558 | 15.28% | 9.492% | 0.6481% | 0.616% | 17016.6259 | 1846.3392 | 138267.7158 | 134908.5937 | 136048.7409 | -372.6358 | 100.8% | 1140.1472 | 0.071668 | 15.6% | 9.796% | 0.9683% | 0.9201%
94 | 131908.102 | 3664.1139 | 135572.2159 | 131470.4233 | 100.3% | 437.6787 | 362.6794 | 0.08856 | 15.01% | 9.239% | 0.3811% | 0.3625% | 17461.7304 | 2398.6152 | 134306.7172 | 129529.2131 | 130937.4969 | -970.6051 | 101.1% | 1408.2838 | 0.065286 | 15.88% | 10.06% | 1.246% | 1.184%
95 | 139085.8844 | 2370.7821 | 141456.6665 | 141613.2367 | 98.22% | -2527.3523 | 486.8373 | 0.19901 | 12.59% | 6.933% | -2.046% | -1.943% | 24714.9503 | 5456.5972 | 144542.4817 | 140493.7653 | 138526.1487 | -559.7357 | 98.6% | -1967.6166 | 0.17392 | 13.03% | 7.351% | -1.606% | -1.525%
96 | 135217.836 | 6165.4194 | 141383.2554 | 133512.3821 | 101.3% | 1705.4539 | 277.7661 | 0.060274 | 16.1% | 10.27% | 1.464% | 1.391% | 13709.0074 | 2982.5041 | 138200.3401 | 135203.9196 | 136909.3734 | 1691.5374 | 101.3% | 1705.4539 | 0.060695 | 16.08% | 10.25% | 1.445% | 1.373%
97 | 135488.463 | 5554.5835 | 141043.0465 | 133292.9701 | 101.6% | 2195.4929 | 244.5237 | 0.050671 | 16.52% | 10.67% | 1.888% | 1.793% | 12092.5025 | 3011.2275 | 138499.6906 | 133246.584 | 135465.27 | -23.193 | 101.7% | 2218.686 | 0.050342 | 16.54% | 10.69% | 1.908% | 1.813%
98 | 136055.2783 | 5046.7625 | 141102.0408 | 133545.8689 | 101.9% | 2509.4095 | 233.0447 | 0.046418 | 16.79% | 10.92% | 2.154% | 2.046% | 11573.042 | 2019.2682 | 138074.5465 | 134198.3858 | 136707.7953 | 652.517 | 101.9% | 2509.4095 | 0.046586 | 16.78% | 10.91% | 2.143% | 2.036%
99 | 135466.0427 | 5179.6939 | 140645.7365 | 133507.2694 | 101.5% | 1958.7733 | 260.7019 | 0.055271 | 16.31% | 10.47% | 1.681% | 1.597% | 12890.4308 | 1463.8279 | 136929.8706 | 133650.85 | 135609.6233 | 143.5806 | 101.5% | 1958.7733 | 0.055313 | 16.31% | 10.47% | 1.68% | 1.596%
100 | 136272.3816 | 1703.327 | 137975.7086 | 133962.964 | 101.7% | 2309.4176 | 240.3722 | 0.049263 | 16.61% | 10.75% | 1.976% | 1.877% | 11955.9721 | 1560.3436 | 137832.7252 | 131697.7917 | 135139.7954 | -1132.5862 | 102.6% | 3442.0037 | 0.03359 | 17.63% | 11.72% | 2.995% | 2.846%
101 | 130689.2599 | 5709.5548 | 136398.8147 | 127702.3996 | 102.3% | 2986.8603 | 211.3212 | 0.037986 | 17.31% | 11.42% | 2.681% | 2.547% | 10080.3563 | 6113.3943 | 136802.6543 | 122286.8792 | 127981.4997 | -2707.7602 | 104.7% | 5694.6205 | 0.013181 | 19.97% | 13.95% | 5.338% | 5.07%
102 | 141853.7382 | 3374.3835 | 145228.1217 | 139904.9623 | 101.4% | 1948.7759 | 267.3722 | 0.057228 | 16.23% | 10.39% | 1.596% | 1.517% | 13843.6286 | 1773.0537 | 143626.7918 | 142938.8874 | 143626.7918 | 1773.0537 | 100.5% | 687.9044 | 0.083463 | 15.18% | 9.4% | 0.5512% | 0.524%
103 | 138232.7588 | 4258.3808 | 142491.1396 | 136371.6507 | 101.4% | 1861.1081 | 269.9109 | 0.057971 | 16.2% | 10.36% | 1.564% | 1.486% | 13618.3452 | 5804.3979 | 144037.1567 | 134859.8314 | 137476.8491 | -755.9097 | 101.9% | 2617.0177 | 0.045291 | 16.86% | 10.99% | 2.224% | 2.113%
104 | 128957.0591 | 4605.6093 | 133562.6683 | 125298.5506 | 102.9% | 3658.5085 | 183.8756 | 0.029729 | 17.98% | 12.06% | 3.347% | 3.179% | 8654.9004 | 1000 | 129957.0591 | 124671.7341 | 128643.6509 | -313.4082 | 103.2% | 3971.9167 | 0.026375 | 18.28% | 12.34% | 3.652% | 3.469%
105 | 144542.683 | 3682.6161 | 148225.2991 | 144145.6928 | 100.3% | 396.9902 | 367.8493 | 0.090536 | 14.95% | 9.176% | 0.3152% | 0.2999% | 19407.0211 | 2705.7925 | 147248.4754 | 143414.2626 | 144176.9679 | -365.7151 | 100.5% | 762.7053 | 0.081726 | 15.24% | 9.455% | 0.6091% | 0.579%
106 | 139083.3293 | 4686.7294 | 143770.0587 | 139500.3905 | 99.7% | -417.0612 | 419.4865 | 0.11302 | 14.29% | 8.551% | -0.3432% | -0.3255% | 21295.4049 | 2291.1315 | 141374.4608 | 135988.641 | 137327.4545 | -1755.8748 | 101% | 1338.8136 | 0.067994 | 15.76% | 9.948% | 1.128% | 1.072%
107 | 129894.5336 | 5979.5906 | 135874.1243 | 129163.7425 | 100.6% | 730.7912 | 341.7418 | 0.080558 | 15.28% | 9.492% | 0.6481% | 0.616% | 16202.4951 | 1000 | 130894.5336 | 129790.5036 | 130521.2948 | 626.7612 | 100.6% | 730.7912 | 0.080652 | 15.28% | 9.489% | 0.6449% | 0.613%
108 | 131207.4667 | 5768.7162 | 136976.1829 | 128971.1098 | 101.7% | 2236.3569 | 239.8943 | 0.049078 | 16.62% | 10.76% | 1.987% | 1.888% | 11488.7117 | 2179.0673 | 133386.534 | 129033.3108 | 131269.6678 | 62.201 | 101.7% | 2236.3569 | 0.049094 | 16.62% | 10.76% | 1.986% | 1.887%
109 | 133781.0363 | 5026.4081 | 138807.4445 | 131350.7384 | 101.9% | 2430.2979 | 234.3987 | 0.046947 | 16.75% | 10.89% | 2.12% | 2.014% | 11445.7072 | 2246.0778 | 136027.1141 | 132190.8468 | 134621.1447 | 840.1084 | 101.8% | 2430.2979 | 0.047162 | 16.74% | 10.88% | 2.107% | 2.002%
110 | 126501.997 | 11249.7004 | 137751.6974 | 124264.0126 | 101.8% | 2237.9844 | 236.7284 | 0.04785 | 16.7% | 10.84% | 2.064% | 1.961% | 10930.5126 | 3658.3967 | 130160.3937 | 125227.5851 | 127465.5695 | 963.5725 | 101.8% | 2237.9844 | 0.048104 | 16.68% | 10.82% | 2.048% | 1.946%
111 | 137177.1138 | 2907.5872 | 140084.701 | 137339.9278 | 99.88% | -162.814 | 403.2685 | 0.10413 | 14.5% | 8.747% | -0.1364% | -0.1291% | 20191.5122 | 3948.0702 | 141125.184 | 139165.3606 | 139165.3606 | 1988.2468 | 100% | 0 | 0.1 | 14.63% | 8.876% | -0.0005144% | 0%
112 | 139140.7961 | 5186.4078 | 144327.2039 | 136574.4772 | 101.9% | 2566.3189 | 233.0447 | 0.046418 | 16.79% | 10.92% | 2.154% | 2.046% | 11835.5002 | 4191.6925 | 143332.4886 | 136445.5893 | 139076.3521 | -64.444 | 101.9% | 2630.7628 | 0.04552 | 16.84% | 10.98% | 2.21% | 2.099%
113 | 137049.7497 | 4879.5156 | 141929.2652 | 135068.0768 | 101.5% | 1981.6729 | 260.7019 | 0.055271 | 16.31% | 10.47% | 1.681% | 1.597% | 13041.1303 | 5679.4814 | 142729.231 | 133485.684 | 136258.5533 | -791.1964 | 102.1% | 2772.8693 | 0.042784 | 17.01% | 11.14% | 2.381% | 2.262%
114 | 132401.0492 | 6274.6942 | 138675.7434 | 128466.7795 | 103.1% | 3934.2697 | 177.1331 | 0.027931 | 18.14% | 12.21% | 3.51% | 3.334% | 8560.2022 | 1521.5646 | 133922.6138 | 127463.016 | 131899.1674 | -501.8818 | 103.5% | 4436.1515 | 0.023028 | 18.62% | 12.67% | 3.989% | 3.789%
115 | 141254.4162 | 3067.4177 | 144321.8339 | 140269.2008 | 100.7% | 985.2155 | 329.4664 | 0.075865 | 15.44% | 9.641% | 0.8046% | 0.7647% | 16986.582 | 1000 | 142254.4162 | 135476.0394 | 138857.8356 | -2396.5807 | 102.5% | 3381.7961 | 0.035101 | 17.49% | 11.59% | 2.861% | 2.718%
116 | 137504.7467 | 5097.7664 | 142602.5131 | 134394.8258 | 102.3% | 3109.9209 | 212.496 | 0.038442 | 17.29% | 11.4% | 2.652% | 2.519% | 10665.0115 | 2325.8004 | 139830.5471 | 137401.8332 | 139830.5471 | 2325.8004 | 101.8% | 2428.7139 | 0.048462 | 16.66% | 10.8% | 2.026% | 1.924%
117 | 136783.2552 | 4083.0822 | 140866.3374 | 135445.0657 | 101% | 1338.1895 | 303.7823 | 0.067902 | 15.77% | 9.952% | 1.132% | 1.076% | 15166.5993 | 3005.5624 | 139788.8176 | 136681.7776 | 138019.9671 | 1236.7119 | 101% | 1338.1895 | 0.068137 | 15.76% | 9.942% | 1.122% | 1.066%
118 | 134892.5116 | 3114.7281 | 138007.2396 | 133106.6027 | 101.3% | 1785.9088 | 271.9817 | 0.058578 | 16.17% | 10.34% | 1.538% | 1.461% | 13391.2299 | 1000 | 135892.5116 | 133904.5786 | 135690.4874 | 797.9758 | 101.3% | 1785.9088 | 0.058789 | 16.16% | 10.33% | 1.528% | 1.452%
119 | 139018.9107 | 3541.8831 | 142560.7938 | 139075.1855 | 99.96% | -56.2748 | 396.2487 | 0.1014 | 14.59% | 8.832% | -0.0469% | -0.04406% | 20106.4126 | 1000 | 140018.9107 | 139441.3338 | 139441.3338 | 422.4231 | 100% | 0 | 0.1 | 14.63% | 8.876% | -0.0005144% | 0%
120 | 133871.6787 | 6085.0763 | 139956.755 | 132212.0791 | 101.3% | 1659.5996 | 279.7534 | 0.060857 | 16.07% | 10.24% | 1.438% | 1.367% | 13669.6341 | 2551.4185 | 136423.0973 | 133778.0251 | 135437.6247 | 1565.946 | 101.2% | 1659.5996 | 0.061244 | 16.05% | 10.23% | 1.422% | 1.351%
121 | 134875.7557 | 5982.1305 | 140857.8862 | 134116.94 | 100.6% | 758.8157 | 341.7418 | 0.080558 | 15.28% | 9.492% | 0.6481% | 0.616% | 16823.8317 | 2392.0654 | 137267.8212 | 131346.9423 | 133490.7569 | -1384.9988 | 101.6% | 2143.8146 | 0.050945 | 16.5% | 10.65% | 1.87% | 1.777%
122 | 134156.3089 | 3726.5641 | 137882.873 | 132629.3239 | 101.2% | 1526.985 | 289.0982 | 0.063597 | 15.95% | 10.13% | 1.319% | 1.254% | 14156.2866 | 1000 | 135156.3089 | 132402.6574 | 134042.9756 | -113.3333 | 101.2% | 1640.3183 | 0.061288 | 16.05% | 10.23% | 1.42% | 1.349%
123 | 136567.5965 | 4097.157 | 140664.7535 | 134506.583 | 101.5% | 2061.0135 | 254.8479 | 0.053555 | 16.39% | 10.54% | 1.756% | 1.668% | 12703.4454 | 1329.0376 | 137896.6341 | 135104.3853 | 137165.3988 | 597.8023 | 101.5% | 2061.0135 | 0.053733 | 16.38% | 10.54% | 1.748% | 1.661%
124 | 138900.3925 | 5124.0752 | 144024.4677 | 137252.8953 | 101.2% | 1647.4972 | 284.6953 | 0.062305 | 16.01% | 10.18% | 1.375% | 1.307% | 14433.6639 | 4603.6529 | 143504.0454 | 135892.8843 | 138220.387 | -680.0055 | 101.7% | 2327.5027 | 0.049468 | 16.6% | 10.74% | 1.963% | 1.865%
125 | 139610.0146 | 3856.6302 | 143466.6448 | 138010.7565 | 101.2% | 1599.2581 | 288.4262 | 0.0634 | 15.96% | 10.14% | 1.328% | 1.262% | 14697.5215 | 2566.2139 | 142176.2285 | 138101.8473 | 139701.1054 | 91.0909 | 101.2% | 1599.2581 | 0.06342 | 15.96% | 10.14% | 1.327% | 1.261%
126 | 137815.2075 | 3259.8774 | 141075.0849 | 136287.1553 | 101.1% | 1528.0522 | 291.8037 | 0.064391 | 15.92% | 10.1% | 1.285% | 1.221% | 14678.4699 | 2113.8883 | 139929.0958 | 131913.6699 | 135628.4648 | -2186.7427 | 102.8% | 3714.7949 | 0.031037 | 17.86% | 11.94% | 3.228% | 3.066%
127 | 130862.3452 | 2133.6252 | 132995.9704 | 130199.4777 | 100.5% | 662.8675 | 346.8371 | 0.082506 | 15.22% | 9.43% | 0.5831% | 0.5543% | 16566.5895 | 2787.7015 | 133650.0467 | 132423.1895 | 133086.0569 | 2223.7118 | 100.5% | 662.8675 | 0.082799 | 15.21% | 9.421% | 0.5733% | 0.545%
128 | 134377.9428 | 6324.8082 | 140702.7511 | 130384.9301 | 103.1% | 3993.0127 | 177.1331 | 0.027931 | 18.14% | 12.21% | 3.51% | 3.334% | 8688.0154 | 1319.5814 | 135697.5242 | 131003.5896 | 134996.6023 | 618.6595 | 103% | 3993.0127 | 0.028113 | 18.13% | 12.19% | 3.494% | 3.319%
129 | 139453.5081 | 4161.9659 | 143615.4741 | 137920.639 | 101.1% | 1532.8691 | 292.6898 | 0.064648 | 15.91% | 10.09% | 1.274% | 1.21% | 14898.0637 | 2064.6923 | 141518.2004 | 138806.7431 | 140339.6122 | 886.1041 | 101.1% | 1532.8691 | 0.064836 | 15.9% | 10.08% | 1.265% | 1.202%
130 | 135318.1527 | 5244.8896 | 140563.0423 | 131728.7103 | 102.7% | 3589.4423 | 193.0854 | 0.032187 | 17.76% | 11.84% | 3.123% | 2.967% | 9536.704 | 1000 | 136318.1527 | 132304.1084 | 135893.5507 | 575.3981 | 102.7% | 3589.4423 | 0.032336 | 17.74% | 11.83% | 3.11% | 2.954%
131 | 147995.3003 | 2250.4486 | 150245.7488 | 148378.3018 | 99.74% | -383.0015 | 415.8227 | 0.11101 | 14.34% | 8.595% | -0.2964% | -0.281% | 22462.0315 | 3289.4078 | 151284.7081 | 152750.3647 | 151284.7081 | 3289.4078 | 99.04% | -1465.6566 | 0.14557 | 13.53% | 7.832% | -1.1% | -1.045%
132 | 133416.503 | 6021.2753 | 139437.7783 | 128492.5073 | 103.8% | 4923.9957 | 140.7746 | 0.019802 | 19.03% | 13.05% | 4.392% | 4.172% | 6855.3051 | 3339.7566 | 136756.2596 | 125545.2485 | 131942.8736 | -1473.6294 | 105.1% | 6397.6251 | 0.010162 | 20.47% | 14.42% | 5.841% | 5.548%
133 | 135636.9721 | 5250.4634 | 140887.4356 | 130298.6228 | 104.1% | 5338.3493 | 128.266 | 0.017374 | 19.33% | 13.34% | 4.696% | 4.461% | 6350.1297 | 3779.4954 | 139416.4675 | 127570.6325 | 134272.977 | -1363.9951 | 105.3% | 6702.3445 | 0.0095378 | 20.66% | 14.6% | 6.022% | 5.72%
134 | 141534.4745 | 5000.5098 | 146534.9843 | 141958.8858 | 99.7% | -424.4113 | 419.4865 | 0.11302 | 14.29% | 8.551% | -0.3432% | -0.3255% | 21670.706 | 1619.2018 | 143153.6762 | 141858.7938 | 141484.4285 | -50.046 | 99.74% | -374.3653 | 0.11129 | 14.33% | 8.589% | -0.303% | -0.2873%
135 | 122009.0254 | 9554.9237 | 131563.9491 | 120080.4387 | 101.6% | 1928.5867 | 248.2116 | 0.051609 | 16.47% | 10.62% | 1.841% | 1.749% | 11053.6799 | 4877.0567 | 126886.0821 | 119213.4713 | 121575.5417 | -433.4837 | 102% | 2362.0704 | 0.044542 | 16.9% | 11.03% | 2.271% | 2.157%
136 | 130225.1446 | 6659.2403 | 136884.385 | 126976.6033 | 102.6% | 3248.5413 | 200.9506 | 0.034286 | 17.57% | 11.66% | 2.932% | 2.785% | 9551.6214 | 4103.2794 | 134328.424 | 130755.4828 | 134004.0241 | 3778.8795 | 102.5% | 3248.5413 | 0.035317 | 17.48% | 11.58% | 2.847% | 2.705%
137 | 134696.0565 | 3870.5763 | 138566.6329 | 133462.0641 | 100.9% | 1233.9925 | 309.4818 | 0.069573 | 15.69% | 9.883% | 1.059% | 1.007% | 15215.3798 | 1000 | 135696.0565 | 134416.7103 | 135650.7027 | 954.6462 | 100.9% | 1233.9925 | 0.069746 | 15.69% | 9.876% | 1.052% | 0.9995%
138 | 122546.748 | 5883.5087 | 128430.2568 | 120910.6236 | 101.4% | 1636.1245 | 270.9463 | 0.058276 | 16.18% | 10.35% | 1.551% | 1.473% | 12119.3117 | 6778.5966 | 129325.3446 | 123073.3309 | 124709.4554 | 2162.7073 | 101.3% | 1636.1245 | 0.058903 | 16.16% | 10.32% | 1.523% | 1.447%
139 | 122200.5435 | 8171.9648 | 130372.5083 | 119469.2411 | 102.3% | 2731.3024 | 213.8102 | 0.038953 | 17.25% | 11.37% | 2.62% | 2.489% | 9536.6174 | 4363.0941 | 126563.6376 | 122137.7151 | 124869.0176 | 2668.4741 | 102.2% | 2731.3024 | 0.039868 | 17.2% | 11.31% | 2.563% | 2.435%
140 | 132453.901 | 5379.6346 | 137833.5357 | 129691.7994 | 102.1% | 2762.1016 | 221.1974 | 0.041821 | 17.07% | 11.19% | 2.441% | 2.319% | 10693.935 | 1000 | 133453.901 | 129687.9241 | 132451.9634 | -1.9377 | 102.1% | 2764.0393 | 0.041793 | 17.08% | 11.2% | 2.443% | 2.32%
141 | 143341.6177 | 4751.6558 | 148093.2735 | 141294.0765 | 101.4% | 2047.5412 | 262.3221 | 0.055746 | 16.29% | 10.45% | 1.661% | 1.578% | 13724.6129 | 2229.0204 | 145570.6381 | 141352.2397 | 143399.7809 | 58.1632 | 101.4% | 2047.5412 | 0.055762 | 16.29% | 10.45% | 1.66% | 1.577%
142 | 132603.4849 | 5513.0883 | 138116.5731 | 128795.4172 | 103% | 3808.0677 | 182.1309 | 0.029265 | 18.02% | 12.1% | 3.389% | 3.219% | 8815.1851 | 5122.2489 | 137725.7338 | 125896.0461 | 131153.7993 | -1449.6856 | 104.2% | 5257.7532 | 0.016647 | 19.42% | 13.42% | 4.787% | 4.547%
143 | 135591.1669 | 5255.4716 | 140846.6385 | 133219.6263 | 101.8% | 2371.5407 | 237.7128 | 0.048232 | 16.67% | 10.81% | 2.04% | 1.938% | 11764.5902 | 1769.3691 | 137360.5361 | 130986.6356 | 134474.6716 | -1116.4953 | 102.7% | 3488.036 | 0.032968 | 17.69% | 11.78% | 3.052% | 2.899%
144 | 138327.7922 | 4256.2398 | 142584.032 | 135533.7997 | 102.1% | 2793.9925 | 224.4243 | 0.043073 | 17% | 11.12% | 2.363% | 2.244% | 11331.1025 | 2905.9325 | 141233.7247 | 135843.468 | 138637.4605 | 309.6683 | 102.1% | 2793.9925 | 0.04316 | 16.99% | 11.12% | 2.357% | 2.239%
145 | 134247.252 | 4433.4572 | 138680.7092 | 132439.8031 | 101.4% | 1807.4489 | 269.9109 | 0.057971 | 16.2% | 10.36% | 1.564% | 1.486% | 13225.703 | 1000 | 135247.252 | 132693.2025 | 134500.6513 | 253.3993 | 101.4% | 1807.4489 | 0.05804 | 16.19% | 10.36% | 1.561% | 1.483%
146 | 132684.5768 | 2803.1953 | 135487.772 | 131646.3027 | 100.8% | 1038.2741 | 321.7018 | 0.073155 | 15.54% | 9.735% | 0.9036% | 0.8587% | 15579.9751 | 3197.1695 | 135881.7463 | 132336.5428 | 133374.8168 | 690.2401 | 100.8% | 1038.2741 | 0.073264 | 15.53% | 9.73% | 0.8989% | 0.8542%
147 | 136483.782 | 4374.4802 | 140858.2622 | 133181.8628 | 102.5% | 3301.9192 | 204.6883 | 0.035412 | 17.47% | 11.58% | 2.842% | 2.699% | 10196.8731 | 3558.6564 | 140042.4384 | 134774.4346 | 138076.3538 | 1592.5718 | 102.4% | 3301.9192 | 0.03595 | 17.44% | 11.54% | 2.808% | 2.667%
148 | 135782.0458 | 6171.9112 | 141953.957 | 133580.1144 | 101.6% | 2201.9314 | 244.4068 | 0.050648 | 16.52% | 10.67% | 1.889% | 1.795% | 12112.911 | 4226.4305 | 140008.4763 | 134218.6565 | 136420.588 | 638.5422 | 101.6% | 2201.9314 | 0.050792 | 16.51% | 10.66% | 1.88% | 1.786%
149 | 130454.0277 | 6103.1124 | 136557.1401 | 129419.0825 | 100.8% | 1034.9451 | 320.7127 | 0.072866 | 15.55% | 9.747% | 0.9162% | 0.8707% | 15270.9678 | 4440.1365 | 134894.1642 | 126217.6719 | 128853.3223 | -1600.7053 | 102.1% | 2635.6504 | 0.042584 | 17.03% | 11.15% | 2.393% | 2.274%
150 | 142981.6339 | 4792.6805 | 147774.3143 | 141028.8329 | 101.4% | 1952.801 | 268.1169 | 0.057445 | 16.22% | 10.38% | 1.587% | 1.508% | 13992.5649 | 1653.8669 | 144635.5007 | 138518.8296 | 141726.6322 | -1255.0016 | 102.3% | 3207.8026 | 0.03841 | 17.29% | 11.4% | 2.654% | 2.521%
151 | 131498.2687 | 6000.1267 | 137498.3954 | 128732.8989 | 102.1% | 2765.3698 | 220.3312 | 0.041484 | 17.1% | 11.22% | 2.462% | 2.339% | 10575.2075 | 2617.3924 | 134115.6611 | 125569.8911 | 129916.7648 | -1581.5039 | 103.5% | 4346.8737 | 0.023199 | 18.6% | 12.65% | 3.968% | 3.769%
152 | 133959.8409 | 4801.8719 | 138761.7128 | 132370.9436 | 101.2% | 1588.8973 | 284.6953 | 0.062305 | 16.01% | 10.18% | 1.375% | 1.307% | 13920.2725 | 1085.1306 | 135044.9716 | 134191.2806 | 135044.9716 | 1085.1306 | 100.6% | 853.691 | 0.07814 | 15.36% | 9.569% | 0.7288% | 0.6926%
153 | 129328.932 | 8262.2597 | 137591.1916 | 126438.303 | 102.3% | 2890.6289 | 213.8102 | 0.038953 | 17.25% | 11.37% | 2.62% | 2.489% | 10092.9219 | 1642.4557 | 130971.3877 | 125876.6313 | 129048.0961 | -280.8359 | 102.5% | 3171.4648 | 0.034776 | 17.52% | 11.62% | 2.888% | 2.743%
154 | 134062.9003 | 5330.5276 | 139393.4279 | 131267.2457 | 102.1% | 2795.6546 | 221.1974 | 0.041821 | 17.07% | 11.19% | 2.441% | 2.319% | 10823.8409 | 3972.5491 | 138035.4494 | 128414.9318 | 132636.7433 | -1426.157 | 103.3% | 4221.8116 | 0.025093 | 18.4% | 12.46% | 3.768% | 3.579%
155 | 134299.9846 | 4068.662 | 138368.6467 | 132395.1368 | 101.4% | 1904.8478 | 263.2505 | 0.05602 | 16.28% | 10.44% | 1.649% | 1.566% | 12904.4081 | 1000 | 135299.9846 | 133552.7856 | 135299.9846 | 1000 | 101.3% | 1747.199 | 0.05946 | 16.13% | 10.3% | 1.499% | 1.424%
156 | 129185.3471 | 3962.7407 | 133148.0878 | 125645.8511 | 102.8% | 3539.496 | 188.7314 | 0.031025 | 17.86% | 11.94% | 3.229% | 3.067% | 8899.1874 | 2381.8991 | 131567.2462 | 128309.65 | 131567.2462 | 2381.8991 | 102.5% | 3257.5962 | 0.034532 | 17.54% | 11.64% | 2.91% | 2.764%
157 | 136480.1782 | 2888.7643 | 139368.9424 | 135528.2619 | 100.7% | 951.9163 | 329.4664 | 0.075865 | 15.44% | 9.641% | 0.8046% | 0.7647% | 16412.4549 | 1000 | 137480.1782 | 131503.4453 | 134467.7699 | -2012.4083 | 102.3% | 2964.3246 | 0.03954 | 17.22% | 11.33% | 2.584% | 2.454%
158 | 129500.9367 | 5019.4162 | 134520.3528 | 125879.2133 | 102.9% | 3621.7234 | 185.8923 | 0.030268 | 17.93% | 12.01% | 3.298% | 3.133% | 8786.7289 | 1121.1867 | 130622.1234 | 121667.0442 | 127394.8522 | -2106.0845 | 104.7% | 5727.808 | 0.012831 | 20.03% | 14% | 5.396% | 5.126%
159 | 138905.2326 | 4146.4249 | 143051.6575 | 137427.8991 | 101.1% | 1477.3335 | 295.9608 | 0.065609 | 15.87% | 10.05% | 1.232% | 1.17% | 15005.3358 | 1816.1195 | 140721.3522 | 140235.9437 | 140721.3522 | 1816.1195 | 100.3% | 485.4085 | 0.088106 | 15.03% | 9.253% | 0.3963% | 0.3769%
160 | 140855.2084 | 5878.6719 | 146733.8803 | 136416.3785 | 103.3% | 4438.8299 | 168.0933 | 0.025518 | 18.36% | 12.42% | 3.73% | 3.543% | 8642.0362 | 2053.11 | 142908.3184 | 140127.2342 | 142908.3184 | 2053.11 | 102% | 2781.0843 | 0.044481 | 16.91% | 11.04% | 2.275% | 2.161%
161 | 136075.9475 | 4361.4086 | 140437.356 | 134501.1579 | 101.2% | 1574.7895 | 287.3433 | 0.063082 | 15.97% | 10.15% | 1.342% | 1.275% | 14271.6843 | 2676.865 | 138752.8124 | 134819.5626 | 136394.3521 | 318.4047 | 101.2% | 1574.7895 | 0.063155 | 15.97% | 10.15% | 1.338% | 1.272%
162 | 130917.9922 | 6845.3852 | 137763.3774 | 127959.0002 | 102.3% | 2958.992 | 212.5681 | 0.038471 | 17.28% | 11.39% | 2.65% | 2.518% | 10157.5786 | 2735.604 | 133653.5962 | 128897.5965 | 131856.5885 | 938.5963 | 102.3% | 2958.992 | 0.03878 | 17.26% | 11.38% | 2.631% | 2.499%
163 | 143949.6085 | 4136.483 | 148086.0915 | 145592.4241 | 98.87% | -1642.8156 | 486.8373 | 0.15614 | 13.34% | 7.648% | -1.294% | -1.229% | 25579.2127 | 1000 | 144949.6085 | 141487.5301 | 141897.1615 | -2052.447 | 100.3% | 409.6314 | 0.090052 | 14.96% | 9.191% | 0.3314% | 0.3152%
164 | 144429.3991 | 4785.2231 | 149214.6222 | 142698.8502 | 101.2% | 1730.5489 | 283.5802 | 0.061978 | 16.02% | 10.2% | 1.39% | 1.32% | 14949.4222 | 1085.9687 | 145515.3678 | 144409.1468 | 145515.3678 | 1085.9687 | 100.8% | 1106.221 | 0.073753 | 15.51% | 9.71% | 0.8776% | 0.834%
165 | 123145.0434 | 6466.056 | 129611.0994 | 120188.0024 | 102.5% | 2957.041 | 205.5767 | 0.035759 | 17.45% | 11.55% | 2.82% | 2.679% | 9240.2514 | 5088.577 | 128233.6205 | 121101.9831 | 124059.0241 | 913.9807 | 102.4% | 2957.041 | 0.0361 | 17.43% | 11.53% | 2.799% | 2.659%
166 | 134508.1068 | 5699.2986 | 140207.4053 | 132811.6045 | 101.3% | 1696.5023 | 277.7661 | 0.060274 | 16.1% | 10.27% | 1.464% | 1.391% | 13637.0518 | 4764.3536 | 139272.4604 | 135009.9315 | 136706.4338 | 2198.3271 | 101.3% | 1696.5023 | 0.060822 | 16.07% | 10.24% | 1.44% | 1.368%
167 | 130660.3589 | 4109.5377 | 134769.8966 | 129115.4072 | 101.2% | 1544.9517 | 285.0338 | 0.062404 | 16% | 10.18% | 1.371% | 1.303% | 13593.5541 | 2159.7672 | 132820.1261 | 130727.6532 | 132272.6049 | 1612.2461 | 101.2% | 1544.9517 | 0.062793 | 15.99% | 10.16% | 1.354% | 1.287%
168 | 133548.9 | 4862.4595 | 138411.3595 | 131085.7183 | 101.9% | 2463.1817 | 233.0447 | 0.046418 | 16.79% | 10.92% | 2.154% | 2.046% | 11359.8461 | 1302.1956 | 134851.0956 | 131332.9391 | 133796.1208 | 247.2209 | 101.9% | 2463.1817 | 0.046483 | 16.78% | 10.92% | 2.149% | 2.042%
169 | 136193.7567 | 1706.1389 | 137899.8957 | 136009.6819 | 100.1% | 184.0748 | 380.4399 | 0.095349 | 14.79% | 9.024% | 0.1546% | 0.1474% | 18911.9434 | 1000 | 137193.7567 | 137389.5593 | 137193.7567 | 1000 | 99.86% | -195.8026 | 0.10531 | 14.47% | 8.721% | -0.1639% | -0.1552%
170 | 129515.4833 | 4551.6968 | 134067.1801 | 125924.8962 | 102.9% | 3590.5871 | 187.1088 | 0.030592 | 17.9% | 11.98% | 3.268% | 3.104% | 8845.222 | 2087.6689 | 131603.1522 | 126741.3791 | 130331.9662 | 816.4829 | 102.8% | 3590.5871 | 0.030824 | 17.88% | 11.96% | 3.247% | 3.084%
171 | 133168.0821 | 5454.1472 | 138622.2293 | 130124.5691 | 102.3% | 3043.513 | 211.3212 | 0.037986 | 17.31% | 11.42% | 2.681% | 2.547% | 10271.5534 | 4154.9391 | 137323.0212 | 132622.7437 | 135666.2567 | 2498.1746 | 102.3% | 3043.513 | 0.038794 | 17.26% | 11.37% | 2.63% | 2.499%
172 | 139041.3159 | 1082.2063 | 140123.5223 | 138630.895 | 100.3% | 410.421 | 365.9941 | 0.089827 | 14.97% | 9.199% | 0.3389% | 0.3223% | 18574.2303 | 1000 | 140041.3159 | 138089.9399 | 138770.8384 | -270.4776 | 100.5% | 680.8985 | 0.083057 | 15.2% | 9.413% | 0.5647% | 0.5369%
173 | 134516.845 | 6114.402 | 140631.247 | 130757.3951 | 102.9% | 3759.4499 | 185.9872 | 0.030293 | 17.93% | 12.01% | 3.295% | 3.13% | 9131.7194 | 1366.2846 | 135883.1296 | 130637.4939 | 134456.8944 | -59.9506 | 102.9% | 3819.4005 | 0.029681 | 17.98% | 12.06% | 3.351% | 3.183%
174 | 135777.6428 | 4849.2015 | 140626.8444 | 132177.5024 | 102.7% | 3600.1404 | 193.1401 | 0.032202 | 17.76% | 11.84% | 3.122% | 2.965% | 9571.7987 | 4627.0083 | 140404.6511 | 132818.9642 | 136419.1046 | 641.4618 | 102.7% | 3600.1404 | 0.032368 | 17.74% | 11.83% | 3.107% | 2.951%
175 | 132051.7068 | 4817.6974 | 136869.4042 | 127491.0574 | 103.6% | 4560.6494 | 152.8211 | 0.022139 | 18.73% | 12.77% | 4.1% | 3.895% | 7365.8051 | 3408.8367 | 135460.5435 | 128821.4172 | 133382.0666 | 1330.3598 | 103.5% | 4560.6494 | 0.022478 | 18.69% | 12.73% | 4.058% | 3.855%
176 | 132915.3372 | 6041.6062 | 138956.9434 | 131817.0676 | 100.8% | 1098.2696 | 317.7015 | 0.071983 | 15.59% | 9.783% | 0.9546% | 0.9071% | 15413.0038 | 1777.5599 | 134692.897 | 132303.9528 | 133402.2224 | 486.8852 | 100.8% | 1098.2696 | 0.072064 | 15.58% | 9.78% | 0.9511% | 0.9038%
177 | 140473.3839 | 4373.5296 | 144846.9134 | 141093.1433 | 99.56% | -619.7594 | 432.1004 | 0.11993 | 14.13% | 8.398% | -0.504% | -0.4782% | 22154.9928 | 2762.4936 | 143235.8775 | 140193.7791 | 140023.7018 | -449.6821 | 99.88% | -170.0773 | 0.10427 | 14.49% | 8.744% | -0.1396% | -0.1321%
178 | 126158.5283 | 3504.4036 | 129662.9319 | 124919.3379 | 101% | 1239.1904 | 303.4228 | 0.067796 | 15.77% | 9.956% | 1.137% | 1.08% | 13971.9713 | 2964.8987 | 129123.427 | 125348.1578 | 126587.3481 | 428.8198 | 101% | 1239.1904 | 0.067886 | 15.77% | 9.953% | 1.133% | 1.076%
179 | 131765.0901 | 4569.8875 | 136334.9776 | 129600.1422 | 101.7% | 2164.9479 | 242.8946 | 0.050243 | 16.55% | 10.69% | 1.914% | 1.819% | 11681.8336 | 1000 | 132765.0901 | 130842.6361 | 132765.0901 | 1000 | 101.5% | 1922.4539 | 0.055215 | 16.32% | 10.48% | 1.684% | 1.6%
180 | 132352.496 | 3187.0217 | 135539.5177 | 132750.201 | 99.7% | -397.705 | 419.5462 | 0.11305 | 14.29% | 8.55% | -0.3439% | -0.3262% | 20267.7155 | 1319.3362 | 133671.8322 | 132050.451 | 132002.621 | -349.875 | 99.96% | -47.83 | 0.10125 | 14.59% | 8.837% | -0.04204% | -0.03944%
181 | 132138.5664 | 6718.9102 | 138857.4766 | 129573.8312 | 102% | 2564.7353 | 228.3032 | 0.044579 | 16.9% | 11.03% | 2.268% | 2.155% | 11011.1941 | 6363.2898 | 138501.8563 | 127495.8231 | 131099.5624 | -1039.004 | 102.8% | 3603.7393 | 0.030905 | 17.87% | 11.95% | 3.24% | 3.077%
182 | 127729.5423 | 6344.6775 | 134074.2199 | 124817.2552 | 102.3% | 2912.2871 | 211.59 | 0.03809 | 17.31% | 11.42% | 2.674% | 2.54% | 9864.5987 | 5131.1582 | 132860.7005 | 124776.5053 | 127709.1674 | -20.375 | 102.4% | 2932.6621 | 0.037777 | 17.33% | 11.44% | 2.694% | 2.559%
183 | 140783.0254 | 3867.6655 | 144650.6909 | 138847.2889 | 101.4% | 1935.7365 | 267.2659 | 0.057196 | 16.23% | 10.39% | 1.598% | 1.518% | 13733.6714 | 1000 | 141783.0254 | 138017.5646 | 140368.1632 | -414.8622 | 101.7% | 2350.5987 | 0.049645 | 16.59% | 10.73% | 1.952% | 1.854%
184 | 133907.5979 | 5024.4276 | 138932.0256 | 130062.0791 | 103% | 3845.5188 | 182.1309 | 0.029265 | 18.02% | 12.1% | 3.389% | 3.219% | 8901.8797 | 3154.3222 | 137061.9201 | 130420.0209 | 134265.5397 | 357.9417 | 102.9% | 3845.5188 | 0.029367 | 18.01% | 12.09% | 3.38% | 3.21%
185 | 137025.3772 | 2412.2884 | 139437.6656 | 136069.6583 | 100.7% | 955.7189 | 329.4664 | 0.075865 | 15.44% | 9.641% | 0.8046% | 0.7647% | 16478.0179 | 1672.4015 | 138697.7787 | 132492.3555 | 135236.7258 | -1788.6514 | 102.1% | 2744.3703 | 0.042892 | 17.01% | 11.13% | 2.374% | 2.255%
186 | 133222.483 | 4073.9144 | 137296.3974 | 131392.2826 | 101.4% | 1830.2003 | 267.3722 | 0.057228 | 16.23% | 10.39% | 1.596% | 1.517% | 13001.2969 | 3755.3658 | 136977.8488 | 131381.7519 | 133217.2176 | -5.2654 | 101.4% | 1835.4657 | 0.057119 | 16.23% | 10.4% | 1.601% | 1.521%
187 | 142730.8342 | 3762.0417 | 146492.8759 | 141945.8403 | 100.6% | 784.9939 | 342.8868 | 0.080997 | 15.27% | 9.478% | 0.6334% | 0.6021% | 17863.2873 | 3255.8183 | 145986.6525 | 142029.0106 | 142814.0045 | 83.1703 | 100.6% | 784.9939 | 0.081008 | 15.27% | 9.478% | 0.6331% | 0.6018%
188 | 136444.4312 | 3906.9705 | 140351.4016 | 133575.2186 | 102.1% | 2869.2125 | 220.3412 | 0.041486 | 17.1% | 11.21% | 2.462% | 2.339% | 10973.4781 | 1000 | 137444.4312 | 131273.2215 | 135293.4326 | -1150.9986 | 103.1% | 4020.2111 | 0.027931 | 18.14% | 12.21% | 3.51% | 3.334%
189 | 132822.6609 | 4257.1366 | 137079.7974 | 129247.498 | 102.8% | 3575.1629 | 191.1362 | 0.031667 | 17.8% | 11.89% | 3.17% | 3.012% | 9266.3326 | 3656.4557 | 136479.1166 | 125510.3325 | 130954.0781 | -1868.5827 | 104.3% | 5443.7456 | 0.015378 | 19.6% | 13.6% | 4.971% | 4.722%
190 | 140368.7291 | 5820.7459 | 146189.4751 | 139398.8284 | 100.7% | 969.9008 | 330.0538 | 0.076092 | 15.43% | 9.634% | 0.7971% | 0.7575% | 16910.1682 | 2871.5453 | 143240.2744 | 138844.8636 | 140091.7467 | -276.9824 | 100.9% | 1246.8831 | 0.070273 | 15.66% | 9.854% | 1.029% | 0.9778%
191 | 134315.8544 | 4310.7573 | 138626.6117 | 134908.4472 | 99.56% | -592.5928 | 432.1004 | 0.11993 | 14.13% | 8.398% | -0.504% | -0.4782% | 21183.8478 | 3634.4047 | 137950.2591 | 136903.6014 | 136903.6014 | 2587.747 | 100% | 0 | 0.1 | 14.63% | 8.876% | -0.0005144% | 0%
192 | 130995.2621 | 5151.4991 | 136146.7612 | 128831.2569 | 101.7% | 2164.0052 | 242.4582 | 0.050074 | 16.56% | 10.71% | 1.925% | 1.829% | 11592.7176 | 2226.6277 | 133221.8898 | 130732.1521 | 132896.1573 | 1900.8952 | 101.7% | 2164.0052 | 0.050521 | 16.53% | 10.68% | 1.897% | 1.802%
193 | 142915.9763 | 4956.6235 | 147872.5997 | 140721.7894 | 101.6% | 2194.1869 | 252.423 | 0.052844 | 16.42% | 10.57% | 1.787% | 1.698% | 13167.4776 | 4271.9372 | 147187.9134 | 140022.5984 | 142566.3808 | -349.5955 | 101.8% | 2543.7824 | 0.047562 | 16.72% | 10.85% | 2.082% | 1.978%
194 | 131382.2207 | 7120.293 | 138502.5137 | 129531.1705 | 101.4% | 1851.0502 | 264.1266 | 0.056276 | 16.27% | 10.43% | 1.638% | 1.556% | 12666.0639 | 4478.5508 | 135860.7715 | 132238.9783 | 134090.0284 | 2707.8078 | 101.4% | 1851.0502 | 0.057047 | 16.24% | 10.4% | 1.604% | 1.524%
195 | 131929.2892 | 6323.4489 | 138252.738 | 129541.8943 | 101.8% | 2387.3948 | 234.7472 | 0.04708 | 16.75% | 10.88% | 2.112% | 2.007% | 11304.0594 | 1974.9092 | 133904.1984 | 128388.8468 | 131352.7654 | -576.5238 | 102.3% | 2963.9186 | 0.038543 | 17.28% | 11.39% | 2.646% | 2.513%
196 | 135046.84 | 4443.7627 | 139490.6027 | 132818.4075 | 101.7% | 2228.4325 | 242.5525 | 0.050109 | 16.56% | 10.7% | 1.923% | 1.827% | 11955.9205 | 5615.3189 | 140662.1589 | 136101.2242 | 138329.6567 | 3282.8167 | 101.6% | 2228.4325 | 0.050851 | 16.51% | 10.66% | 1.876% | 1.783%
197 | 133085.6752 | 5946.5414 | 139032.2166 | 131126.8478 | 101.5% | 1958.8274 | 258.3025 | 0.054568 | 16.35% | 10.5% | 1.712% | 1.626% | 12547.3731 | 3943.786 | 137029.4611 | 133878.7632 | 135837.5906 | 2751.9154 | 101.5% | 1958.8274 | 0.055377 | 16.31% | 10.47% | 1.677% | 1.593%
198 | 135243.6287 | 4301.5379 | 139545.1666 | 131494.2389 | 102.9% | 3749.3898 | 187.1088 | 0.030592 | 17.9% | 11.98% | 3.268% | 3.104% | 9236.424 | 1316.7497 | 136560.3784 | 134354.6247 | 136560.3784 | 1316.7497 | 101.6% | 2205.7537 | 0.05077 | 16.51% | 10.66% | 1.881% | 1.787%
199 | 134773.284 | 5442.3694 | 140215.6535 | 131693.0846 | 102.3% | 3080.1994 | 211.3212 | 0.037986 | 17.31% | 11.42% | 2.681% | 2.547% | 10395.3663 | 2873.2405 | 137646.5246 | 132660.7029 | 135740.9022 | 967.6182 | 102.3% | 3080.1994 | 0.038299 | 17.29% | 11.4% | 2.661% | 2.528%
200 | 142933.5473 | 3792.7246 | 146726.2719 | 140969.9371 | 101.4% | 1963.6102 | 267.3722 | 0.057228 | 16.23% | 10.39% | 1.596% | 1.517% | 13949.0081 | 3075.6394 | 146009.1867 | 142389.6752 | 144353.2854 | 1419.7381 | 101.4% | 1963.6102 | 0.057594 | 16.21% | 10.38% | 1.58% | 1.501%
201 | 129450.0458 | 5221.3253 | 134671.3711 | 126042.7495 | 102.7% | 3407.2963 | 194.1077 | 0.032459 | 17.73% | 11.82% | 3.098% | 2.943% | 9171.4463 | 1000 | 130450.0458 | 124845.0679 | 128851.2051 | -598.8408 | 103.2% | 4006.1371 | 0.026085 | 18.31% | 12.37% | 3.678% | 3.494%
202 | 132588.2987 | 4631.2917 | 137219.5905 | 129800.1746 | 102.1% | 2788.1241 | 220.3412 | 0.041486 | 17.1% | 11.21% | 2.462% | 2.339% | 10663.3505 | 1975.5499 | 134563.8486 | 129130.4931 | 132253.458 | -334.8408 | 102.4% | 3122.9649 | 0.036527 | 17.41% | 11.51% | 2.772% | 2.633%
203 | 143696.5126 | 2728.4148 | 146424.9274 | 145413.348 | 98.82% | -1716.8354 | 486.8373 | 0.15956 | 13.28% | 7.591% | -1.354% | -1.285% | 25534.2386 | 3185.6916 | 146882.2042 | 148604.9846 | 146882.2042 | 3185.6916 | 98.84% | -1722.7804 | 0.15816 | 13.3% | 7.614% | -1.329% | -1.262%
204 | 132998.6587 | 6045.3936 | 139044.0523 | 131365.728 | 101.2% | 1632.9307 | 280.8515 | 0.061179 | 16.06% | 10.23% | 1.424% | 1.353% | 13633.7987 | 5280.1479 | 138278.8066 | 130222.6433 | 132427.1163 | -571.5424 | 101.7% | 2204.473 | 0.049833 | 16.57% | 10.72% | 1.94% | 1.843%
205 | 138900.8887 | 5404.906 | 144305.7947 | 138462.9664 | 100.3% | 437.9224 | 364.1722 | 0.089132 | 15% | 9.221% | 0.362% | 0.3443% | 18463.1024 | 3557.0183 | 142457.907 | 134791.2161 | 137065.0136 | -1835.8751 | 101.7% | 2273.7975 | 0.049942 | 16.57% | 10.71% | 1.933% | 1.837%
206 | 128800.4747 | 6586.3879 | 135386.8626 | 125628.5507 | 102.5% | 3171.9241 | 202.5348 | 0.034709 | 17.53% | 11.63% | 2.894% | 2.749% | 9521.6012 | 3207.5169 | 132007.9917 | 126797.2389 | 129969.163 | 1168.6882 | 102.5% | 3171.9241 | 0.035003 | 17.5% | 11.6% | 2.867% | 2.724%
207 | 143823.5005 | 3602.1397 | 147425.6402 | 143106.7669 | 100.5% | 716.7336 | 347.5859 | 0.08279 | 15.21% | 9.421% | 0.5736% | 0.5453% | 18246.7217 | 1020.986 | 144844.4865 | 143133.6051 | 143850.3387 | 26.8382 | 100.5% | 716.7336 | 0.082793 | 15.21% | 9.421% | 0.5735% | 0.5452%
208 | 127621.6293 | 4259.6492 | 131881.2785 | 126439.6031 | 100.9% | 1182.0262 | 308.5593 | 0.069303 | 15.7% | 9.894% | 1.071% | 1.018% | 14373.2747 | 2051.7867 | 129673.416 | 125434.4251 | 127119.0403 | -502.589 | 101.3% | 1684.6152 | 0.058543 | 16.17% | 10.34% | 1.539% | 1.462%
209 | 140185.9223 | 4672.8641 | 144858.7864 | 138280.0947 | 101.4% | 1905.8276 | 268.6964 | 0.057615 | 16.21% | 10.38% | 1.579% | 1.501% | 13748.6184 | 1000 | 141185.9223 | 138953.2938 | 140859.1214 | 673.1991 | 101.4% | 1905.8276 | 0.057791 | 16.21% | 10.37% | 1.572% | 1.493%
210 | 136628.9457 | 5473.3854 | 142102.331 | 133779.7806 | 102.1% | 2849.1651 | 221.1974 | 0.041821 | 17.07% | 11.19% | 2.441% | 2.319% | 11031.0158 | 2771.9096 | 139400.8553 | 135056.9933 | 137906.1584 | 1277.2127 | 102.1% | 2849.1651 | 0.042191 | 17.05% | 11.17% | 2.418% | 2.297%
211 | 131095.4634 | 6820.5739 | 137916.0373 | 129057.5492 | 101.6% | 2037.9141 | 250.6366 | 0.052321 | 16.44% | 10.6% | 1.81% | 1.719% | 11992.9209 | 5597.4183 | 136692.8817 | 127296.0277 | 130214.7026 | -880.7608 | 102.3% | 2918.6749 | 0.038831 | 17.26% | 11.37% | 2.628% | 2.496%
212 | 126367.7897 | 5494.2517 | 131862.0415 | 122642.135 | 103% | 3725.6548 | 178.3016 | 0.028242 | 18.12% | 12.18% | 3.482% | 3.307% | 8224.0282 | 2745.3641 | 129113.1538 | 126112.2365 | 129113.1538 | 2745.3641 | 102.4% | 3000.9173 | 0.037241 | 17.36% | 11.47% | 2.727% | 2.591%
213 | 143176.3487 | 2947.0238 | 146123.3725 | 142177.7282 | 100.7% | 998.6205 | 329.4664 | 0.075865 | 15.44% | 9.641% | 0.8046% | 0.7647% | 17217.7044 | 2047.3926 | 145223.7413 | 136853.8108 | 140514.39 | -2661.9587 | 102.7% | 3660.5792 | 0.032818 | 17.7% | 11.79% | 3.066% | 2.912%
214 | 130034.2747 | 5397.6144 | 135431.8892 | 125589.9345 | 103.5% | 4444.3403 | 154.6331 | 0.022492 | 18.69% | 12.73% | 4.056% | 3.853% | 7339.2731 | 2565.5568 | 132599.8315 | 123313.2304 | 128895.9227 | -1138.352 | 104.5% | 5582.6923 | 0.014072 | 19.82% | 13.81% | 5.189% | 4.929%
215 | 134814.5058 | 3634.12 | 138448.6258 | 134073.0503 | 100.6% | 741.4555 | 342.8868 | 0.080997 | 15.27% | 9.478% | 0.6334% | 0.6021% | 16872.5297 | 1000 | 135814.5058 | 132872.7977 | 134214.3795 | -600.1263 | 101% | 1341.5818 | 0.06733 | 15.79% | 9.975% | 1.157% | 1.099%
216 | 132915.2418 | 2808.0685 | 135723.3102 | 131478.795 | 101.1% | 1436.4468 | 294.3836 | 0.065146 | 15.89% | 10.07% | 1.252% | 1.19% | 14281.7435 | 2409.7991 | 135325.0408 | 132143.1806 | 133579.6274 | 664.3856 | 101.1% | 1436.4468 | 0.065291 | 15.88% | 10.06% | 1.246% | 1.184%
217 | 131608.9048 | 5094.5382 | 136703.443 | 126485.8324 | 104.1% | 5123.0724 | 130.472 | 0.017802 | 19.28% | 13.29% | 4.642% | 4.41% | 6267.5176 | 1000 | 132608.9048 | 129166.6685 | 132608.9048 | 1000 | 102.7% | 3442.2363 | 0.032942 | 17.69% | 11.78% | 3.054% | 2.902%
218 | 138269.7489 | 5352.3774 | 143622.1263 | 138000.8566 | 100.2% | 268.8923 | 375.0923 | 0.093305 | 14.86% | 9.088% | 0.2228% | 0.2121% | 18930.3307 | 3100.449 | 141370.1979 | 138242.0676 | 138510.9599 | 241.211 | 100.2% | 268.8923 | 0.093316 | 14.86% | 9.088% | 0.2225% | 0.2118%
219 | 135861.1535 | 3928.6894 | 139789.8429 | 136460.564 | 99.56% | -599.4106 | 432.1004 | 0.11993 | 14.13% | 8.398% | -0.504% | -0.4782% | 21427.5672 | 2824.5878 | 138685.7413 | 136340.266 | 135801.0045 | -60.149 | 99.6% | -539.2615 | 0.11778 | 14.18% | 8.446% | -0.4539% | -0.4306%
220 | 137456.8676 | 3818.2463 | 141275.1139 | 136326.7938 | 100.8% | 1130.0738 | 318.0821 | 0.072094 | 15.58% | 9.779% | 0.9497% | 0.9025% | 15958.7358 | 2759.0788 | 140215.9464 | 139342.3241 | 140215.9464 | 2759.0788 | 100.6% | 873.6223 | 0.078456 | 15.35% | 9.559% | 0.7182% | 0.6826%
221 | 131623.8499 | 3782.2945 | 135406.1445 | 129921.1195 | 101.3% | 1702.7304 | 274.7786 | 0.059398 | 16.14% | 10.3% | 1.502% | 1.427% | 13201.1055 | 4805.794 | 136429.6439 | 129266.978 | 131296.7792 | -327.0707 | 101.6% | 2029.8012 | 0.052554 | 16.43% | 10.59% | 1.799% | 1.71%
222 | 130671.5052 | 3238.5879 | 133910.0931 | 131064.1591 | 99.7% | -392.6538 | 419.5462 | 0.11305 | 14.29% | 8.55% | -0.3439% | -0.3262% | 20010.298 | 1200.1155 | 131871.6207 | 129482.0853 | 129880.4684 | -791.0369 | 100.3% | 398.3831 | 0.089428 | 14.99% | 9.211% | 0.3522% | 0.335%
223 | 135414.5531 | 6639.5135 | 142054.0666 | 132964.0889 | 101.8% | 2450.4642 | 234.7472 | 0.04708 | 16.75% | 10.88% | 2.112% | 2.007% | 11602.6863 | 3741.8843 | 139156.4375 | 134462.5227 | 136912.9869 | 1498.4338 | 101.8% | 2450.4642 | 0.047457 | 16.72% | 10.86% | 2.089% | 1.984%
224 | 146227.4278 | 3685.4901 | 149912.9179 | 144606.1035 | 101.1% | 1621.3243 | 291.8037 | 0.064391 | 15.92% | 10.1% | 1.285% | 1.221% | 15574.4416 | 3724.4881 | 149951.9159 | 144211.9703 | 146030.3612 | -197.0666 | 101.3% | 1818.3909 | 0.060708 | 16.08% | 10.25% | 1.445% | 1.373%
225 | 140436.5751 | 3426.9838 | 143863.5589 | 139041.5045 | 101% | 1395.0706 | 302.4066 | 0.067497 | 15.78% | 9.969% | 1.15% | 1.092% | 15501.1651 | 3014.9579 | 143451.533 | 140321.4549 | 141716.5256 | 1279.9505 | 101% | 1395.0706 | 0.067738 | 15.77% | 9.959% | 1.139% | 1.082%
226 | 131013.1159 | 3195.4419 | 134208.5578 | 128082.3418 | 102.3% | 2930.7741 | 213.714 | 0.038916 | 17.26% | 11.37% | 2.623% | 2.491% | 10219.7574 | 1000 | 132013.1159 | 127994.7663 | 130969.3282 | -43.7877 | 102.3% | 2974.5619 | 0.03826 | 17.3% | 11.41% | 2.664% | 2.53%
227 | 137310.4623 | 4935.759 | 142246.2213 | 135224.5238 | 101.5% | 2085.9385 | 253.922 | 0.053283 | 16.4% | 10.56% | 1.768% | 1.679% | 12726.1425 | 2369.7035 | 139680.1658 | 133270.6574 | 136333.5291 | -976.9332 | 102.3% | 3062.8717 | 0.038732 | 17.27% | 11.38% | 2.634% | 2.502%
228 | 136920.7976 | 5307.0077 | 142227.8053 | 133444.6551 | 102.6% | 3476.1426 | 198.7514 | 0.033699 | 17.62% | 11.71% | 2.986% | 2.836% | 9932.8197 | 3293.9501 | 140214.7477 | 131733.6935 | 136065.3169 | -855.4808 | 103.3% | 4331.6233 | 0.025086 | 18.4% | 12.46% | 3.769% | 3.58%
229 | 139540.5877 | 2223.8413 | 141764.4291 | 139901.709 | 99.74% | -361.1213 | 415.8227 | 0.11101 | 14.34% | 8.595% | -0.2964% | -0.281% | 21178.8149 | 1000 | 140540.5877 | 138177.4906 | 138678.4785 | -862.1092 | 100.4% | 500.9879 | 0.087541 | 15.05% | 9.271% | 0.4151% | 0.3948%
230 | 132175.0192 | 3749.6459 | 135924.6651 | 129903.422 | 101.7% | 2271.5973 | 239.2005 | 0.048809 | 16.64% | 10.78% | 2.004% | 1.904% | 11539.9588 | 2910.4622 | 135085.4814 | 126339.9838 | 130393.3001 | -1781.7191 | 103.2% | 4053.3163 | 0.026093 | 18.31% | 12.37% | 3.677% | 3.493%
231 | 142231.6215 | 3623.7356 | 145855.357 | 141490.079 | 100.5% | 741.5425 | 345.4904 | 0.081991 | 15.23% | 9.447% | 0.6003% | 0.5706% | 17935.9781 | 2948.2965 | 145179.918 | 140076.8592 | 141525.0116 | -706.6099 | 101% | 1448.1524 | 0.066694 | 15.82% | 10% | 1.185% | 1.126%
232 | 138099.4502 | 5318.5462 | 143417.9964 | 138513.5611 | 99.7% | -414.1109 | 419.4865 | 0.11302 | 14.29% | 8.551% | -0.3432% | -0.3255% | 21144.7606 | 2548.0788 | 140647.5289 | 140024.3903 | 140024.3903 | 1924.9401 | 100% | 0 | 0.1 | 14.63% | 8.876% | -0.0005144% | 0%
233 | 134417.9531 | 4846.5726 | 139264.5257 | 133994.1643 | 100.3% | 423.7887 | 364.1722 | 0.089132 | 15% | 9.221% | 0.362% | 0.3443% | 17867.2178 | 3448.6584 | 137866.6114 | 132961.0749 | 133901.4083 | -516.5447 | 100.7% | 940.3335 | 0.075698 | 15.44% | 9.646% | 0.8102% | 0.77%
234 | 135238.2478 | 5507.3662 | 140745.614 | 132933.1885 | 101.7% | 2305.0593 | 239.8943 | 0.049078 | 16.62% | 10.76% | 1.987% | 1.888% | 11841.6526 | 3960.1987 | 139198.4466 | 130671.8452 | 134107.5762 | -1130.6717 | 102.6% | 3435.731 | 0.033392 | 17.65% | 11.74% | 3.014% | 2.863%
235 | 136086.3516 | 3910.5273 | 139996.879 | 135247.0335 | 100.6% | 839.3181 | 336.8155 | 0.078675 | 15.34% | 9.552% | 0.7109% | 0.6757% | 16730.1398 | 1065.0598 | 137151.4114 | 134517.6219 | 135721.6458 | -364.7058 | 100.9% | 1204.0239 | 0.070351 | 15.66% | 9.851% | 1.026% | 0.9745%
236 | 131349.7448 | 6178.8424 | 137528.5872 | 129596.0913 | 101.4% | 1753.6535 | 270.9463 | 0.058276 | 16.18% | 10.35% | 1.551% | 1.473% | 12989.8877 | 1503.3433 | 132853.0881 | 130809.0291 | 132562.6826 | 1212.9378 | 101.3% | 1753.6535 | 0.058607 | 16.17% | 10.34% | 1.536% | 1.46%
237 | 130725.3749 | 8509.3712 | 139234.7461 | 127803.5341 | 102.3% | 2921.8408 | 213.8102 | 0.038953 | 17.25% | 11.37% | 2.62% | 2.489% | 10201.9013 | 5554.9822 | 136280.3571 | 128595.2953 | 131517.1361 | 791.7612 | 102.3% | 2921.8408 | 0.039211 | 17.24% | 11.35% | 2.604% | 2.474%
238 | 135059.4916 | 6468.9091 | 141528.4007 | 131980.0786 | 102.3% | 3079.4131 | 211.59 | 0.03809 | 17.31% | 11.42% | 2.674% | 2.54% | 10430.6934 | 3523.8711 | 138583.3628 | 133016.8813 | 136096.2944 | 1036.8027 | 102.3% | 3079.4131 | 0.038423 | 17.29% | 11.4% | 2.653% | 2.521%
239 | 131858.7984 | 5525.0262 | 137383.8247 | 129918.0289 | 101.5% | 1940.7696 | 258.3025 | 0.054568 | 16.35% | 10.5% | 1.712% | 1.626% | 12431.7027 | 2270.9604 | 134129.7589 | 130440.2755 | 132381.045 | 522.2466 | 101.5% | 1940.7696 | 0.054726 | 16.34% | 10.5% | 1.705% | 1.62%
240 | 126668.4927 | 4087.0366 | 130755.5292 | 123156.8333 | 102.9% | 3511.6593 | 187.1088 | 0.030592 | 17.9% | 11.98% | 3.268% | 3.104% | 8650.7876 | 1407.0686 | 128075.5613 | 124153.651 | 127665.3103 | 996.8177 | 102.8% | 3511.6593 | 0.030881 | 17.88% | 11.96% | 3.242% | 3.08%
241 | 136600.5505 | 5294.595 | 141895.1455 | 134518.5772 | 101.5% | 2081.9733 | 253.4584 | 0.053148 | 16.41% | 10.56% | 1.774% | 1.685% | 12637.2314 | 4111.2866 | 140711.8372 | 134067.8214 | 136375.1726 | -225.3779 | 101.7% | 2307.3512 | 0.049316 | 16.61% | 10.75% | 1.972% | 1.874%
242 | 132603.5332 | 6215.7906 | 138819.3238 | 128003.7316 | 103.6% | 4599.8015 | 152.0522 | 0.02199 | 18.75% | 12.79% | 4.119% | 3.912% | 7359.3717 | 5015.0725 | 137618.6057 | 126575.3498 | 131889.3423 | -714.1909 | 104.2% | 5313.9924 | 0.016445 | 19.45% | 13.45% | 4.812% | 4.571%
243 | 137650.0842 | 5174.8152 | 142824.8994 | 135669.8851 | 101.5% | 1980.199 | 261.3838 | 0.055471 | 16.31% | 10.47% | 1.673% | 1.589% | 13132.5163 | 1883.1041 | 139533.1883 | 135213.0151 | 137421.6491 | -228.435 | 101.6% | 2208.6341 | 0.050922 | 16.51% | 10.65% | 1.872% | 1.778%
244 | 119078.0357 | 4934.6748 | 124012.7105 | 115325.4791 | 103.3% | 3752.5566 | 168.0933 | 0.025518 | 18.36% | 12.42% | 3.73% | 3.543% | 7305.9186 | 3600.5471 | 122678.5828 | 115448.4853 | 119201.0419 | 123.0062 | 103.3% | 3752.5566 | 0.025562 | 18.36% | 12.42% | 3.726% | 3.539%
245 | 130699.8536 | 3573.4944 | 134273.348 | 129241.1879 | 101.1% | 1458.6657 | 291.1367 | 0.064194 | 15.93% | 10.11% | 1.293% | 1.229% | 13888.804 | 1000 | 131699.8536 | 128518.621 | 130338.5701 | -361.2835 | 101.4% | 1819.9491 | 0.056617 | 16.26% | 10.42% | 1.623% | 1.542%
246 | 134540.4528 | 5830.9869 | 140371.4397 | 133610.8235 | 100.7% | 929.6293 | 330.0538 | 0.076092 | 15.43% | 9.634% | 0.7971% | 0.7575% | 16208.0379 | 1000 | 135540.4528 | 138552.134 | 135540.4528 | 1000 | 97.83% | -3011.6812 | 0.23123 | 12.14% | 6.51% | -2.492% | -2.367%
247 | 135143.2027 | 6000.9057 | 141144.1084 | 134382.8823 | 100.6% | 760.3204 | 341.7418 | 0.080558 | 15.28% | 9.492% | 0.6481% | 0.616% | 16857.1919 | 1158.3788 | 136301.5814 | 134496.5887 | 135256.9091 | 113.7064 | 100.6% | 760.3204 | 0.080575 | 15.28% | 9.492% | 0.6475% | 0.6155%
248 | 130445.755 | 5333.3082 | 135779.0633 | 128222.381 | 101.7% | 2223.374 | 239.8943 | 0.049078 | 16.62% | 10.76% | 1.987% | 1.888% | 11422.0151 | 1000 | 131445.755 | 127294.2553 | 129981.6922 | -464.0628 | 102.1% | 2687.4368 | 0.042161 | 17.05% | 11.17% | 2.42% | 2.299%
249 | 135730.805 | 2718.1496 | 138448.9546 | 136431.0625 | 99.49% | -700.2575 | 438.7608 | 0.12358 | 14.04% | 8.317% | -0.5889% | -0.5588% | 21736.9775 | 1000 | 136730.805 | 133903.7082 | 134467.1278 | -1263.6772 | 100.4% | 563.4196 | 0.085542 | 15.12% | 9.334% | 0.4818% | 0.4581%
250 | 135817.7563 | 4683.3709 | 140501.1272 | 134444.6267 | 101% | 1373.1296 | 300.7847 | 0.067023 | 15.8% | 9.988% | 1.17% | 1.112% | 14910.9444 | 5194.8942 | 141012.6504 | 135638.6327 | 137011.7623 | 1194.006 | 101% | 1373.1296 | 0.06726 | 15.79% | 9.978% | 1.16% | 1.102%
251 | 138131.4451 | 6608.5501 | 144739.9953 | 135631.816 | 101.8% | 2499.6292 | 234.7472 | 0.04708 | 16.75% | 10.88% | 2.112% | 2.007% | 11835.4769 | 3551.3766 | 141682.8217 | 135031.5611 | 137831.3177 | -300.1275 | 102.1% | 2799.7566 | 0.042854 | 17.01% | 11.13% | 2.376% | 2.257%
252 | 136229.8954 | 6192.268 | 142422.1633 | 133247.6087 | 102.2% | 2982.2867 | 216.0779 | 0.039834 | 17.2% | 11.31% | 2.565% | 2.437% | 10744.2396 | 4015.4159 | 140245.3113 | 132855.4193 | 136033.8007 | -196.0947 | 102.4% | 3178.3814 | 0.037006 | 17.38% | 11.48% | 2.742% | 2.605%
253 | 136606.0063 | 4364.8919 | 140970.8982 | 134668.4509 | 101.4% | 1937.5553 | 263.2505 | 0.05602 | 16.28% | 10.44% | 1.649% | 1.566% | 13125.9855 | 4937.3254 | 141543.3316 | 133781.4993 | 136162.5304 | -443.4758 | 101.8% | 2381.0312 | 0.048239 | 16.67% | 10.81% | 2.04% | 1.938%
254 | 134895.8391 | 5720.7028 | 140616.5419 | 131021.9403 | 103% | 3873.8988 | 182.1309 | 0.029265 | 18.02% | 12.1% | 3.389% | 3.219% | 8967.5758 | 1000 | 135895.8391 | 131235.4173 | 135109.3161 | 213.477 | 103% | 3873.8988 | 0.029325 | 18.02% | 12.09% | 3.383% | 3.214%
255 | 140549.4568 | 5447.6534 | 145997.1101 | 137654.7517 | 102.1% | 2894.705 | 222.4685 | 0.042314 | 17.04% | 11.17% | 2.41% | 2.29% | 11412.7591 | 1325.6831 | 141875.1399 | 136145.5075 | 139794.8347 | -754.6221 | 102.7% | 3649.3271 | 0.032747 | 17.71% | 11.79% | 3.072% | 2.918%
256 | 127102.6485 | 4926.4592 | 132029.1077 | 123571.1758 | 102.9% | 3531.4727 | 186.8039 | 0.030511 | 17.91% | 11.99% | 3.276% | 3.112% | 8666.2935 | 2992.4946 | 130095.1431 | 124753.3194 | 128284.7921 | 1182.1436 | 102.8% | 3531.4727 | 0.030852 | 17.88% | 11.96% | 3.244% | 3.082%
257 | 135289.0479 | 4107.7502 | 139396.798 | 133467.5727 | 101.4% | 1821.4752 | 269.9109 | 0.057971 | 16.2% | 10.36% | 1.564% | 1.486% | 13328.3382 | 1000 | 136289.0479 | 134651.7228 | 136289.0479 | 1000 | 101.2% | 1637.3251 | 0.061892 | 16.03% | 10.2% | 1.393% | 1.324%
258 | 142476.6253 | 3685.2422 | 146161.8675 | 140590.3066 | 101.3% | 1886.3187 | 271.9817 | 0.058578 | 16.17% | 10.34% | 1.538% | 1.461% | 14144.1301 | 2927.0243 | 145403.6495 | 136921.5347 | 140642.2393 | -1834.3859 | 102.7% | 3720.7046 | 0.032281 | 17.75% | 11.83% | 3.115% | 2.959%
259 | 138837.6333 | 4449.9241 | 143287.5574 | 135469.1032 | 102.5% | 3368.5301 | 204.343 | 0.035278 | 17.48% | 11.58% | 2.85% | 2.707% | 10355.23 | 3135.5618 | 141973.1951 | 137350.7932 | 140719.3232 | 1881.69 | 102.5% | 3368.5301 | 0.035903 | 17.44% | 11.55% | 2.811% | 2.67%
260 | 134117.1712 | 7012.6625 | 141129.8337 | 131687.6277 | 101.8% | 2429.5435 | 234.6538 | 0.047044 | 16.75% | 10.88% | 2.114% | 2.009% | 11486.9506 | 5740.8683 | 139858.0395 | 131097.7631 | 133822.2389 | -294.9323 | 102.1% | 2724.4758 | 0.042767 | 17.02% | 11.14% | 2.382% | 2.263%
261 | 122379.6433 | 8943.8275 | 131323.4708 | 120530.7785 | 101.5% | 1848.8648 | 254.6985 | 0.053511 | 16.39% | 10.55% | 1.758% | 1.67% | 11377.0189 | 6617.4763 | 128997.1196 | 120867.0106 | 122715.8754 | 336.2321 | 101.5% | 1848.8648 | 0.053624 | 16.39% | 10.54% | 1.753% | 1.665%
262 | 128473.7176 | 8009.9508 | 136483.6684 | 124885.196 | 102.9% | 3588.5216 | 186.0634 | 0.030314 | 17.93% | 12% | 3.293% | 3.129% | 8725.0552 | 2172.2591 | 130645.9767 | 128400.7435 | 130645.9767 | 2172.2591 | 101.7% | 2245.2332 | 0.04881 | 16.64% | 10.78% | 2.004% | 1.904%
263 | 135843.066 | 4711.3202 | 140554.3862 | 133605.6702 | 101.7% | 2237.3958 | 242.6988 | 0.050167 | 16.55% | 10.7% | 1.919% | 1.823% | 12033.6668 | 3824.3737 | 139667.4396 | 134553.6901 | 136791.0859 | 948.0199 | 101.7% | 2237.3958 | 0.050383 | 16.54% | 10.69% | 1.906% | 1.81%
264 | 140132.092 | 3567.4835 | 143699.5755 | 140553.1739 | 99.7% | -421.0819 | 419.5462 | 0.11305 | 14.29% | 8.55% | -0.3439% | -0.3262% | 21459.039 | 1867.0255 | 141999.1175 | 138795.9075 | 139253.4588 | -878.6332 | 100.3% | 457.5514 | 0.088672 | 15.01% | 9.235% | 0.3774% | 0.3589%
265 | 132298.4185 | 6698.4973 | 138996.9158 | 129904.3439 | 101.8% | 2394.0746 | 234.7472 | 0.04708 | 16.75% | 10.88% | 2.112% | 2.007% | 11335.6874 | 3278.7861 | 135577.2046 | 132023.7197 | 134417.7944 | 2119.3758 | 101.8% | 2394.0746 | 0.047623 | 16.71% | 10.85% | 2.078% | 1.974%
266 | 124276.2428 | 6391.3496 | 130667.5925 | 121251.7884 | 102.5% | 3024.4545 | 203.9749 | 0.035135 | 17.49% | 11.59% | 2.859% | 2.716% | 9252.47 | 2900.2629 | 127176.5057 | 120710.2973 | 124005.4973 | -270.7455 | 102.7% | 3295.2 | 0.032124 | 17.76% | 11.85% | 3.129% | 2.972%
267 | 131011.8224 | 6709.6629 | 137721.4853 | 128975.2084 | 101.6% | 2036.6139 | 250.6366 | 0.052321 | 16.44% | 10.6% | 1.81% | 1.719% | 11985.2692 | 1774.7173 | 132786.5396 | 127288.3307 | 130168.3835 | -843.4389 | 102.3% | 2880.0528 | 0.039385 | 17.23% | 11.34% | 2.593% | 2.463%
268 | 132723.0243 | 4071.2584 | 136794.2828 | 129054.1252 | 102.8% | 3668.8992 | 187.5092 | 0.030699 | 17.89% | 11.97% | 3.258% | 3.095% | 9083.6767 | 2193.7874 | 134916.8117 | 129409.9285 | 133078.8277 | 355.8033 | 102.8% | 3668.8992 | 0.030798 | 17.88% | 11.96% | 3.249% | 3.087%
269 | 131957.1548 | 5114.6184 | 137071.7732 | 129519.5932 | 101.9% | 2437.5616 | 232.9024 | 0.046364 | 16.79% | 10.93% | 2.157% | 2.049% | 11217.597 | 3121.7877 | 135078.9425 | 131155.9008 | 133593.4624 | 1636.3076 | 101.9% | 2437.5616 | 0.046795 | 16.76% | 10.9% | 2.13% | 2.023%
270 | 123892.2758 | 5807.4504 | 129699.7262 | 119000.6899 | 104.1% | 4891.5859 | 127.6263 | 0.01725 | 19.34% | 13.35% | 4.712% | 4.475% | 5771.3501 | 1000 | 124892.2758 | 120049.8561 | 124892.2758 | 1000 | 104% | 4842.4197 | 0.017954 | 19.26% | 13.27% | 4.623% | 4.392%
271 | 139677.9563 | 4169.4912 | 143847.4475 | 138441.2441 | 100.9% | 1236.7122 | 312.2949 | 0.070398 | 15.66% | 9.849% | 1.024% | 0.9726% | 15921.5625 | 2138.5201 | 141816.4764 | 140829.6858 | 141816.4764 | 2138.5201 | 100.7% | 986.7906 | 0.075923 | 15.44% | 9.639% | 0.8027% | 0.7629%
272 | 126315.8991 | 5434.8598 | 131750.7589 | 122335.2526 | 103.3% | 3980.6465 | 168.0933 | 0.025518 | 18.36% | 12.42% | 3.73% | 3.543% | 7749.9908 | 4424.8109 | 130740.71 | 122028.6974 | 126162.6215 | -153.2776 | 103.4% | 4133.9241 | 0.023877 | 18.52% | 12.56% | 3.883% | 3.688%
273 | 138086.3546 | 3518.1237 | 141604.4782 | 136983.1705 | 100.8% | 1103.184 | 320.2041 | 0.072716 | 15.56% | 9.753% | 0.9227% | 0.8768% | 16138.7715 | 1000 | 139086.3546 | 140511.8921 | 139086.3546 | 1000 | 98.99% | -1425.5376 | 0.1487 | 13.47% | 7.772% | -1.164% | -1.105%
274 | 132336.2092 | 5460.9374 | 137797.1467 | 131421.8105 | 100.7% | 914.3987 | 330.0538 | 0.076092 | 15.43% | 9.634% | 0.7971% | 0.7575% | 15942.4935 | 2866.2512 | 135202.4604 | 131141.9677 | 132196.2878 | -139.9214 | 100.8% | 1054.3201 | 0.072753 | 15.55% | 9.752% | 0.9211% | 0.8753%
275 | 133269.6052 | 3829.5864 | 137099.1916 | 134259.7456 | 99.26% | -990.1404 | 458.9161 | 0.13463 | 13.79% | 8.073% | -0.8459% | -0.8029% | 22323.2399 | 1716.2401 | 134985.8453 | 135367.1841 | 134985.8453 | 1716.2401 | 99.72% | -381.3388 | 0.11217 | 14.31% | 8.569% | -0.3234% | -0.3067%
276 | 135295.173 | 3583.6278 | 138878.8008 | 134891.9585 | 100.3% | 403.2145 | 365.7353 | 0.089729 | 14.98% | 9.202% | 0.3421% | 0.3254% | 18061.0084 | 1000 | 136295.173 | 133827.8742 | 134763.1308 | -532.0422 | 100.7% | 935.2566 | 0.075986 | 15.43% | 9.637% | 0.8006% | 0.7609%
277 | 140833.5029 | 4046.9397 | 144880.4426 | 139135.9673 | 101.2% | 1697.5356 | 282.9182 | 0.061785 | 16.03% | 10.2% | 1.398% | 1.328% | 14543.1898 | 1908.8866 | 142742.3895 | 139699.6469 | 141397.1825 | 563.6796 | 101.2% | 1697.5356 | 0.061915 | 16.03% | 10.2% | 1.392% | 1.323%
278 | 136840.8401 | 5391.9377 | 142232.7778 | 135217.7713 | 101.2% | 1623.0689 | 284.6953 | 0.062305 | 16.01% | 10.18% | 1.375% | 1.307% | 14219.648 | 4233.2596 | 141074.0997 | 135250.6672 | 136873.7361 | 32.8959 | 101.2% | 1623.0689 | 0.062312 | 16.01% | 10.18% | 1.375% | 1.307%
279 | 130945.9071 | 7994.0943 | 138940.0015 | 128189.7624 | 102.2% | 2756.1447 | 220.2416 | 0.041449 | 17.1% | 11.22% | 2.464% | 2.341% | 10526.5036 | 7315.1488 | 138261.0559 | 126722.2515 | 130212.1517 | -733.7555 | 102.8% | 3489.9002 | 0.03182 | 17.79% | 11.87% | 3.156% | 2.998%
280 | 125956.0244 | 5685.1989 | 131641.2233 | 123329.425 | 102.1% | 2626.5994 | 221.1974 | 0.041821 | 17.07% | 11.19% | 2.441% | 2.319% | 10169.3158 | 3321.1367 | 129277.1611 | 116554.3338 | 122568.4788 | -3387.5456 | 105.2% | 6014.145 | 0.0098606 | 20.55% | 14.49% | 5.914% | 5.618%
281 | 137397.148 | 3774.6469 | 141171.7949 | 136027.8146 | 101% | 1369.3334 | 302.1043 | 0.06741 | 15.79% | 9.972% | 1.153% | 1.096% | 15150.5203 | 1503.0886 | 138900.2366 | 130611.923 | 134689.2022 | -2707.9458 | 103.1% | 4077.2792 | 0.027185 | 18.21% | 12.27% | 3.578% | 3.399%
282 | 142257.6321 | 2586.5024 | 144844.1345 | 139414.0231 | 102% | 2843.609 | 225.4535 | 0.043473 | 16.97% | 11.1% | 2.338% | 2.221% | 11706.4542 | 1000 | 143257.6321 | 139994.5407 | 142838.1497 | 580.5176 | 102% | 2843.609 | 0.043628 | 16.96% | 11.09% | 2.328% | 2.212%
283 | 133080.0677 | 5158.1422 | 138238.2099 | 131014.7367 | 101.6% | 2065.331 | 250.879 | 0.052391 | 16.44% | 10.59% | 1.807% | 1.716% | 12186.2509 | 3533.4017 | 136613.4695 | 133068.0583 | 135133.3893 | 2053.3216 | 101.6% | 2065.331 | 0.053033 | 16.41% | 10.57% | 1.779% | 1.69%
284 | 135087.7271 | 5235.9584 | 140323.6855 | 131753.1193 | 102.5% | 3334.6078 | 202.2462 | 0.034632 | 17.53% | 11.63% | 2.901% | 2.756% | 9972.1597 | 1228.1177 | 136315.8448 | 129449.4486 | 133935.8917 | -1151.8353 | 103.5% | 4486.4431 | 0.023161 | 18.61% | 12.65% | 3.972% | 3.773%
285 | 133674.8582 | 3990.2943 | 137665.1525 | 132471.1473 | 100.9% | 1203.7109 | 310.9151 | 0.069993 | 15.67% | 9.866% | 1.041% | 0.9893% | 15169.9608 | 1000 | 134674.8582 | 134180.6808 | 134674.8582 | 1000 | 100.4% | 494.1775 | 0.087345 | 15.06% | 9.277% | 0.4217% | 0.401%
286 | 130704.3405 | 5641.914 | 136346.2545 | 126115.6318 | 103.6% | 4588.7088 | 149.9263 | 0.021578 | 18.8% | 12.84% | 4.17% | 3.961% | 7152.5462 | 4583.3257 | 135287.6662 | 128345.2988 | 132934.0075 | 2229.667 | 103.6% | 4588.7088 | 0.022157 | 18.73% | 12.77% | 4.098% | 3.893%
287 | 136628.4964 | 3480.9808 | 140109.4772 | 136675.8235 | 99.97% | -47.327 | 395.724 | 0.1012 | 14.59% | 8.838% | -0.04021% | -0.0377% | 19734.517 | 2492.5999 | 139121.0963 | 134281.7941 | 135431.4818 | -1197.0147 | 100.9% | 1149.6876 | 0.071376 | 15.61% | 9.808% | 0.9809% | 0.9322%
288 | 134985.1928 | 6135.6906 | 141120.8833 | 133703.3586 | 101% | 1281.8341 | 306.4147 | 0.068674 | 15.73% | 9.92% | 1.098% | 1.044% | 15096.9283 | 3151.3651 | 138136.5578 | 132174.8521 | 134220.9395 | -764.2533 | 101.5% | 2046.0874 | 0.05314 | 16.41% | 10.56% | 1.774% | 1.685%
289 | 135622.511 | 3897.1986 | 139519.7096 | 137130.5249 | 98.9% | -1508.0139 | 486.8373 | 0.15427 | 13.37% | 7.679% | -1.261% | -1.197% | 24099.524 | 2698.8686 | 138321.3795 | 137139.4574 | 137139.4574 | 1516.9464 | 100% | 0 | 0.1 | 14.63% | 8.876% | -0.0005144% | 0%
290 | 130399.8451 | 3622.2179 | 134022.063 | 129167.3015 | 101% | 1232.5436 | 306.8186 | 0.068792 | 15.73% | 9.915% | 1.093% | 1.039% | 14603.3207 | 3113.7531 | 133513.5982 | 131086.7506 | 132319.2942 | 1919.4491 | 100.9% | 1232.5436 | 0.06916 | 15.71% | 9.9% | 1.077% | 1.024%
291 | 140850.2683 | 4047.4215 | 144897.6898 | 139337.4672 | 101.1% | 1512.8011 | 294.9968 | 0.065326 | 15.88% | 10.06% | 1.244% | 1.182% | 15165.8898 | 1890.0109 | 142740.2792 | 142646.2 | 142740.2792 | 1890.0109 | 100.1% | 94.0792 | 0.097734 | 14.71% | 8.948% | 0.07509% | 0.07181%
292 | 136825.6707 | 4718.1266 | 141543.7973 | 135402.7337 | 101.1% | 1422.937 | 298.1272 | 0.066244 | 15.84% | 10.02% | 1.204% | 1.144% | 14888.8823 | 4682.0771 | 141507.7478 | 136783.4172 | 138206.3542 | 1380.6835 | 101% | 1422.937 | 0.066523 | 15.83% | 10.01% | 1.192% | 1.133%
293 | 140127.1613 | 3566.2978 | 143693.4591 | 139375.9339 | 100.5% | 751.2274 | 344.1511 | 0.081479 | 15.25% | 9.463% | 0.6173% | 0.5868% | 17602.0967 | 1000 | 141127.1613 | 143275.9296 | 141127.1613 | 1000 | 98.5% | -2148.7683 | 0.1804 | 12.91% | 7.243% | -1.72% | -1.633%
294 | 137250.1421 | 2274.8642 | 139525.0064 | 136546.3323 | 100.5% | 703.8098 | 346.2689 | 0.082288 | 15.22% | 9.437% | 0.5903% | 0.5612% | 17346.7914 | 2265.8817 | 139516.0238 | 137898.0248 | 138601.8347 | 1351.6926 | 100.5% | 703.8098 | 0.082462 | 15.22% | 9.432% | 0.5846% | 0.5557%
295 | 129569.6814 | 4434.3189 | 134004.0003 | 127696.1667 | 101.5% | 1873.5147 | 260.7019 | 0.055271 | 16.31% | 10.47% | 1.681% | 1.597% | 12329.3556 | 1492.3876 | 131062.069 | 127765.2181 | 129638.7329 | 69.0515 | 101.5% | 1873.5147 | 0.055292 | 16.31% | 10.47% | 1.68% | 1.597%
296 | 136502.0192 | 817.3774 | 137319.3966 | 134736.5211 | 101.3% | 1765.4981 | 274.8014 | 0.059405 | 16.13% | 10.3% | 1.502% | 1.427% | 13691.4959 | 2864.3378 | 139366.3571 | 135012.8772 | 136778.3753 | 276.3561 | 101.3% | 1765.4981 | 0.059476 | 16.13% | 10.3% | 1.498% | 1.424%
297 | 142470.4393 | 1071.2063 | 143541.6456 | 142905.867 | 99.7% | -435.4277 | 420.0052 | 0.1133 | 14.28% | 8.544% | -0.3498% | -0.3317% | 21840.9896 | 1583.7796 | 144054.2189 | 142266.4674 | 142150.7395 | -319.6998 | 99.92% | -115.7279 | 0.10281 | 14.54% | 8.788% | -0.09376% | -0.08857%
298 | 130846.2356 | 5407.8778 | 136254.1135 | 126374.144 | 103.5% | 4472.0917 | 154.6331 | 0.022492 | 18.69% | 12.73% | 4.056% | 3.853% | 7385.101 | 1000 | 131846.2356 | 127114.8125 | 131586.9042 | 740.6686 | 103.5% | 4472.0917 | 0.022681 | 18.67% | 12.71% | 4.032% | 3.83%
299 | 140896.6209 | 4734.7082 | 145631.329 | 138999.6477 | 101.4% | 1896.9732 | 269.9109 | 0.057971 | 16.2% | 10.36% | 1.564% | 1.486% | 13880.7822 | 2103.0277 | 142999.6486 | 136340.9169 | 139567.2555 | -1329.3654 | 102.4% | 3226.3386 | 0.037482 | 17.35% | 11.45% | 2.712% | 2.576%
300 | 133991.5053 | 4785.4109 | 138776.9162 | 129994.1868 | 103.1% | 3997.3184 | 176.5457 | 0.027773 | 18.16% | 12.22% | 3.524% | 3.348% | 8634.3007 | 3891.8078 | 137883.313 | 135000.4377 | 137883.313 | 3891.8078 | 102.1% | 2882.8754 | 0.041717 | 17.08% | 11.2% | 2.447% | 2.325%
301 | 134622.744 | 4314.8315 | 138937.5756 | 132088.9885 | 101.9% | 2533.7556 | 231.1916 | 0.0457 | 16.83% | 10.96% | 2.198% | 2.088% | 11360.1304 | 1676.238 | 136298.982 | 133711.3503 | 136245.1059 | 1622.3619 | 101.9% | 2533.7556 | 0.046127 | 16.81% | 10.94% | 2.172% | 2.063%
302 | 128729.8775 | 6730.974 | 135460.8515 | 125730.8824 | 102.4% | 2998.9951 | 209.1292 | 0.037136 | 17.37% | 11.47% | 2.734% | 2.597% | 9826.2284 | 4017.9793 | 132747.8567 | 127492.4635 | 130491.4586 | 1761.5811 | 102.4% | 2998.9951 | 0.037741 | 17.33% | 11.44% | 2.696% | 2.561%
303 | 133144.7329 | 4941.7074 | 138086.4403 | 132724.9583 | 100.3% | 419.7745 | 364.1722 | 0.089132 | 15% | 9.221% | 0.362% | 0.3443% | 17697.9777 | 4680.9862 | 137825.7191 | 131228.0034 | 132396.2554 | -748.4775 | 100.9% | 1168.252 | 0.070478 | 15.65% | 9.845% | 1.02% | 0.9693%
304 | 135264.4542 | 3757.3459 | 139021.8001 | 134478.039 | 100.6% | 786.4152 | 340.0334 | 0.079905 | 15.3% | 9.513% | 0.6698% | 0.6367% | 16787.9688 | 2042.5268 | 137306.981 | 133923.4968 | 134987.1831 | -277.2711 | 100.8% | 1063.6863 | 0.073009 | 15.54% | 9.741% | 0.91% | 0.8647%
305 | 129621.2733 | 9489.0434 | 139110.3167 | 125323.8883 | 103.4% | 4297.3849 | 159.82 | 0.023498 | 18.56% | 12.61% | 3.93% | 3.733% | 7561.3669 | 4807.0883 | 134428.3616 | 125877.4686 | 130174.8535 | 553.5803 | 103.4% | 4297.3849 | 0.023637 | 18.55% | 12.59% | 3.913% | 3.717%
306 | 140901.5413 | 3202.3078 | 144103.8491 | 143646.6895 | 98.09% | -2745.1482 | 486.8373 | 0.20836 | 12.44% | 6.796% | -2.191% | -2.081% | 25037.5845 | 2781.6304 | 143683.1717 | 144370.5621 | 143683.1717 | 2781.6304 | 99.52% | -687.3903 | 0.12175 | 14.09% | 8.358% | -0.5463% | -0.5184%
307 | 136206.7053 | 2274.8883 | 138481.5936 | 136368.3676 | 99.88% | -161.6622 | 403.2685 | 0.10413 | 14.5% | 8.747% | -0.1364% | -0.1291% | 20048.6748 | 1000 | 137206.7053 | 131295.1456 | 133670.0944 | -2536.611 | 101.8% | 2374.9487 | 0.047705 | 16.71% | 10.85% | 2.073% | 1.969%
308 | 131439.7632 | 2920.8836 | 134360.6468 | 130258.6957 | 100.9% | 1181.0675 | 311.0904 | 0.070044 | 15.67% | 9.863% | 1.039% | 0.9872% | 14924.7233 | 1000 | 132439.7632 | 133265.0106 | 132439.7632 | 1000 | 99.38% | -825.2475 | 0.12881 | 13.92% | 8.202% | -0.7104% | -0.6742%
309 | 139168.4276 | 6359.565 | 145527.9926 | 137067.6987 | 101.5% | 2100.7289 | 254.818 | 0.053546 | 16.39% | 10.54% | 1.756% | 1.669% | 12943.8562 | 1000 | 140168.4276 | 136992.7689 | 139130.9627 | -37.4649 | 101.6% | 2138.1938 | 0.052803 | 16.42% | 10.58% | 1.789% | 1.699%
310 | 141491.0984 | 6114.6096 | 147605.708 | 137427.7989 | 103% | 4063.2995 | 182.1309 | 0.029265 | 18.02% | 12.1% | 3.389% | 3.219% | 9406.0139 | 1708.3588 | 143199.4572 | 137622.2273 | 141685.5268 | 194.4285 | 103% | 4063.2995 | 0.029317 | 18.02% | 12.09% | 3.384% | 3.215%
311 | 140347.9699 | 4455.8108 | 144803.7807 | 138215.8874 | 101.5% | 2132.0825 | 253.922 | 0.053283 | 16.4% | 10.56% | 1.768% | 1.679% | 13007.6633 | 5610.3319 | 145958.3018 | 138294.5303 | 140426.6128 | 78.6429 | 101.5% | 2132.0825 | 0.053306 | 16.4% | 10.55% | 1.767% | 1.679%
312 | 132452.0947 | 4797.0982 | 137249.1928 | 129456.4488 | 102.3% | 2995.6459 | 212.496 | 0.038442 | 17.29% | 11.4% | 2.652% | 2.519% | 10273.1225 | 1726.9502 | 134179.0448 | 125096.8551 | 130272.2979 | -2179.7968 | 104.1% | 5175.4427 | 0.017006 | 19.38% | 13.38% | 4.742% | 4.504%
313 | 132062.7336 | 4964.7644 | 137027.498 | 129955.5165 | 101.6% | 2107.2171 | 246.8259 | 0.051203 | 16.49% | 10.64% | 1.858% | 1.765% | 11897.7248 | 2070.0276 | 134132.7612 | 130823.3129 | 132930.53 | 867.7964 | 101.6% | 2107.2171 | 0.051487 | 16.48% | 10.63% | 1.846% | 1.754%
314 | 126933.7266 | 4693.503 | 131627.2296 | 122933.6103 | 103.3% | 4000.1163 | 168.0933 | 0.025518 | 18.36% | 12.42% | 3.73% | 3.543% | 7787.897 | 2515.5433 | 129449.2699 | 123448.8549 | 127448.9712 | 515.2446 | 103.2% | 4000.1163 | 0.025689 | 18.35% | 12.4% | 3.714% | 3.528%
315 | 137956.8315 | 3514.8237 | 141471.6553 | 136522.8938 | 101.1% | 1433.9378 | 298.178 | 0.066259 | 15.84% | 10.02% | 1.204% | 1.144% | 15014.5275 | 1093.1163 | 139049.9478 | 135873.0103 | 137631.8898 | -324.9418 | 101.3% | 1758.8795 | 0.059822 | 16.12% | 10.29% | 1.483% | 1.409%
316 | 132863.8248 | 6947.1281 | 139810.9529 | 129847.9308 | 102.3% | 3015.894 | 212.087 | 0.038284 | 17.3% | 11.4% | 2.662% | 2.529% | 10285.224 | 5125.3137 | 137989.1385 | 129460.6061 | 132670.1625 | -193.6623 | 102.5% | 3209.5564 | 0.035414 | 17.47% | 11.58% | 2.841% | 2.699%
317 | 139501.0096 | 4008.6497 | 143509.6593 | 141288.7335 | 98.73% | -1787.7239 | 486.8373 | 0.16508 | 13.18% | 7.499% | -1.451% | -1.378% | 24788.7162 | 1000 | 140501.0096 | 144098.2847 | 140501.0096 | 1000 | 97.5% | -3597.2751 | 0.25934 | 11.77% | 6.158% | -2.862% | -2.718%
318 | 130856.123 | 5564.5024 | 136420.6253 | 128625.7545 | 101.7% | 2230.3685 | 239.8943 | 0.049078 | 16.62% | 10.76% | 1.987% | 1.888% | 11457.9475 | 6364.9978 | 137221.1207 | 128714.3294 | 130944.6979 | 88.5749 | 101.7% | 2230.3685 | 0.0491 | 16.62% | 10.76% | 1.986% | 1.887%
319 | 144540.3272 | 4153.4577 | 148693.7849 | 143025.6588 | 101.1% | 1514.6684 | 297.3966 | 0.06603 | 15.85% | 10.03% | 1.213% | 1.153% | 15689.8183 | 3590.5336 | 148130.8609 | 147021.497 | 148130.8609 | 3590.5336 | 100.8% | 1109.3639 | 0.074072 | 15.5% | 9.698% | 0.8645% | 0.8215%
320 | 130105.0842 | 8609.979 | 138715.0633 | 128124.1121 | 101.5% | 1980.9721 | 253.6034 | 0.053189 | 16.41% | 10.56% | 1.772% | 1.683% | 12043.2081 | 8018.086 | 138123.1703 | 127631.0352 | 129858.5458 | -246.5385 | 101.7% | 2227.5106 | 0.048871 | 16.63% | 10.78% | 2% | 1.9%
321 | 140342.3894 | 4727.015 | 145069.4044 | 138202.9284 | 101.5% | 2139.461 | 253.4242 | 0.053139 | 16.41% | 10.56% | 1.774% | 1.685% | 12981.6469 | 4025.791 | 144368.1804 | 133902.5507 | 138192.2005 | -2150.1888 | 103.2% | 4289.6498 | 0.026152 | 18.31% | 12.36% | 3.672% | 3.488%
322 | 141687.9317 | 4775.9977 | 146463.9294 | 139143.1964 | 101.8% | 2544.7352 | 235.4128 | 0.047339 | 16.73% | 10.87% | 2.096% | 1.991% | 12174.632 | 1000 | 142687.9317 | 132212.3945 | 138222.5307 | -3465.4009 | 104.5% | 6010.1362 | 0.013944 | 19.84% | 13.83% | 5.21% | 4.949%
323 | 128532.5967 | 6841.8472 | 135374.444 | 126534.5231 | 101.6% | 1998.0737 | 250.6366 | 0.052321 | 16.44% | 10.6% | 1.81% | 1.719% | 11758.4638 | 2659.9349 | 131192.5316 | 123179.9586 | 126855.3145 | -1677.2823 | 103% | 3675.3559 | 0.028924 | 18.05% | 12.12% | 3.42% | 3.249%
324 | 135324.6488 | 2747.9377 | 138072.5864 | 132556.6433 | 102.1% | 2768.0054 | 223.1586 | 0.042584 | 17.03% | 11.15% | 2.393% | 2.274% | 11022.5855 | 1700.1502 | 137024.799 | 132505.433 | 135299.0436 | -25.6051 | 102.1% | 2793.6106 | 0.042215 | 17.05% | 11.17% | 2.416% | 2.295%
325 | 138320.0932 | 3002.6309 | 141322.7241 | 137355.3439 | 100.7% | 964.7493 | 329.4664 | 0.075865 | 15.44% | 9.641% | 0.8046% | 0.7647% | 16633.7143 | 1000 | 139320.0932 | 140733.0426 | 139320.0932 | 1000 | 99% | -1412.9494 | 0.14801 | 13.48% | 7.783% | -1.151% | -1.093%
326 | 133824.6295 | 2498.7436 | 136323.3731 | 132734.4727 | 100.8% | 1090.1569 | 318.7639 | 0.072296 | 15.57% | 9.77% | 0.941% | 0.8942% | 15570.3393 | 1293.3371 | 135117.9667 | 129661.0055 | 132287.896 | -1536.7336 | 102% | 2626.8904 | 0.043724 | 16.96% | 11.08% | 2.322% | 2.206%
327 | 130537.0709 | 4693.0645 | 135230.1354 | 128779.5744 | 101.4% | 1757.4965 | 269.9109 | 0.057971 | 16.2% | 10.36% | 1.564% | 1.486% | 12860.1853 | 1927.1834 | 132464.2543 | 126925.7962 | 129610.1818 | -926.8891 | 102.1% | 2684.3856 | 0.042093 | 17.06% | 11.18% | 2.424% | 2.303%
328 | 134426.3198 | 3813.5126 | 138239.8325 | 132113.2521 | 101.8% | 2313.0678 | 239.0994 | 0.04877 | 16.64% | 10.78% | 2.007% | 1.906% | 11731.5549 | 1000 | 135426.3198 | 130066.2176 | 133402.8026 | -1023.5173 | 102.6% | 3336.585 | 0.034199 | 17.57% | 11.67% | 2.94% | 2.793%
329 | 136414.6149 | 4372.2633 | 140786.8782 | 134757.0048 | 101.2% | 1657.6102 | 282.0174 | 0.061521 | 16.04% | 10.22% | 1.41% | 1.339% | 14042.0247 | 3286.2965 | 139700.9114 | 135624.7312 | 137282.3413 | 867.7264 | 101.2% | 1657.6102 | 0.061728 | 16.03% | 10.21% | 1.401% | 1.331%
330 | 138286.6065 | 4432.263 | 142718.8695 | 141433.7164 | 97.77% | -3147.1099 | 486.8373 | 0.23572 | 12.08% | 6.454% | -2.551% | -2.423% | 24572.9221 | 3555.1406 | 141841.7471 | 141714.6206 | 141714.6206 | 3428.0141 | 100% | 0 | 0.1 | 14.63% | 8.876% | -0.0005144% | 0%
331 | 136622.3192 | 6368.6379 | 142990.9571 | 135853.6773 | 100.6% | 768.6419 | 341.7418 | 0.080558 | 15.28% | 9.492% | 0.6481% | 0.616% | 17041.6906 | 2987.2715 | 139609.5907 | 133831.0335 | 135610.9973 | -1011.3219 | 101.3% | 1779.9638 | 0.058886 | 16.16% | 10.32% | 1.524% | 1.448%
332 | 133273.3421 | 4117.5471 | 137390.8892 | 131676.4648 | 101.2% | 1596.8773 | 283.5802 | 0.061978 | 16.02% | 10.2% | 1.39% | 1.32% | 13794.6946 | 3475.0584 | 136748.4005 | 132712.0132 | 134308.8906 | 1035.5485 | 101.2% | 1596.8773 | 0.062227 | 16.01% | 10.19% | 1.379% | 1.31%
333 | 136981.464 | 5142.0776 | 142123.5415 | 134493.0263 | 101.9% | 2488.4377 | 234.3987 | 0.046947 | 16.75% | 10.89% | 2.12% | 2.014% | 11719.5214 | 2481.8213 | 139463.2852 | 133904.9792 | 136687.4404 | -294.0235 | 102.1% | 2782.4612 | 0.042771 | 17.01% | 11.14% | 2.381% | 2.262%
334 | 132862.9864 | 4548.3162 | 137411.3026 | 131632.4149 | 100.9% | 1230.5714 | 308.5593 | 0.069303 | 15.7% | 9.894% | 1.071% | 1.018% | 14963.578 | 1000 | 133862.9864 | 129860.1547 | 131976.8563 | -886.1301 | 101.6% | 2116.7016 | 0.050986 | 16.5% | 10.65% | 1.868% | 1.775%
335 | 134813.6195 | 2803.2616 | 137616.8811 | 134973.6282 | 99.88% | -160.0088 | 403.2685 | 0.10413 | 14.5% | 8.747% | -0.1364% | -0.1291% | 19843.6223 | 1278.4768 | 136092.0963 | 136819.9568 | 136092.0963 | 1278.4768 | 99.47% | -727.8605 | 0.1245 | 14.02% | 8.297% | -0.6103% | -0.5792%
336 | 132364.8926 | 5234.7698 | 137599.6624 | 129776.0468 | 102% | 2588.8458 | 227.5712 | 0.044295 | 16.92% | 11.05% | 2.286% | 2.172% | 10994.6913 | 1670.3575 | 134035.2501 | 132036.752 | 134035.2501 | 1670.3575 | 101.5% | 1998.4981 | 0.054047 | 16.37% | 10.52% | 1.735% | 1.648%
337 | 131942.2906 | 7454.3667 | 139396.6573 | 129846.9452 | 101.6% | 2095.3454 | 247.526 | 0.051408 | 16.48% | 10.63% | 1.849% | 1.757% | 11920.5907 | 5941.9739 | 137884.2645 | 128173.8912 | 131105.7636 | -836.527 | 102.3% | 2931.8724 | 0.03893 | 17.25% | 11.37% | 2.622% | 2.49%
338 | 134475.2056 | 5344.4222 | 139819.6278 | 130613.3864 | 103% | 3861.8192 | 182.1309 | 0.029265 | 18.02% | 12.1% | 3.389% | 3.219% | 8939.613 | 5667.7567 | 140142.9623 | 129967.8772 | 134152.451 | -322.7546 | 103.2% | 4184.5738 | 0.025949 | 18.32% | 12.38% | 3.69% | 3.505%
339 | 134814.71 | 2042.6471 | 136857.3572 | 133896.7094 | 100.7% | 918.0006 | 330.9696 | 0.076441 | 15.42% | 9.623% | 0.7854% | 0.7465% | 16286.1413 | 2873.2055 | 137687.9156 | 134812.5745 | 135730.5751 | 915.865 | 100.7% | 918.0006 | 0.076601 | 15.41% | 9.618% | 0.7801% | 0.7414%
340 | 128328.4332 | 10338.2448 | 138666.6779 | 121783.5719 | 105.4% | 6544.8613 | 67.9382 | 0.009124 | 20.79% | 14.73% | 6.16% | 5.851% | 3182.2166 | 3097.4291 | 131425.8623 | 123155.1558 | 129700.0171 | 1371.5839 | 105.3% | 6544.8613 | 0.0093298 | 20.72% | 14.66% | 6.091% | 5.786%
341 | 139620.1819 | 4167.7666 | 143787.9485 | 137980.7592 | 101.2% | 1639.4227 | 285.7864 | 0.062626 | 15.99% | 10.17% | 1.361% | 1.294% | 14564.066 | 2945.4211 | 142565.603 | 137583.4739 | 139421.5392 | -198.6426 | 101.3% | 1838.0653 | 0.058729 | 16.16% | 10.33% | 1.531% | 1.455%
342 | 134748.6653 | 3822.6572 | 138571.3225 | 132249.6582 | 101.9% | 2499.0071 | 232.5429 | 0.046225 | 16.8% | 10.93% | 2.166% | 2.057% | 11437.218 | 1046.7442 | 135795.4095 | 129371.5111 | 133309.5917 | -1439.0736 | 103% | 3938.0807 | 0.028164 | 18.12% | 12.19% | 3.489% | 3.314%
343 | 133903.9947 | 4291.7947 | 138195.7894 | 131311.9276 | 102% | 2592.0671 | 228.5576 | 0.044678 | 16.9% | 11.03% | 2.262% | 2.149% | 11170.742 | 1099.6586 | 135003.6533 | 133180.2496 | 135003.6533 | 1099.6586 | 101.4% | 1823.4037 | 0.057855 | 16.2% | 10.37% | 1.569% | 1.491%
344 | 134767.8547 | 4319.4825 | 139087.3372 | 136885.7169 | 98.45% | -2117.8622 | 486.8373 | 0.1835 | 12.86% | 7.192% | -1.774% | -1.685% | 23947.6554 | 2155.9405 | 136923.7952 | 138897.6742 | 136923.7952 | 2155.9405 | 98.58% | -1973.879 | 0.17526 | 13% | 7.329% | -1.63% | -1.547%
345 | 132797.9576 | 5164.9502 | 137962.9078 | 132379.2763 | 100.3% | 418.6812 | 364.1722 | 0.089132 | 15% | 9.221% | 0.362% | 0.3443% | 17651.8834 | 3793.0173 | 136590.9749 | 131967.2988 | 132591.9688 | -205.9888 | 100.5% | 624.67 | 0.083735 | 15.18% | 9.392% | 0.5421% | 0.5154%
346 | 132666.3418 | 7701.24 | 140367.5818 | 128960.712 | 102.9% | 3705.6298 | 186.0634 | 0.030314 | 17.93% | 12% | 3.293% | 3.129% | 9009.7895 | 6287.3376 | 138953.6795 | 130201.7049 | 133907.3347 | 1240.9928 | 102.8% | 3705.6298 | 0.030659 | 17.9% | 11.97% | 3.262% | 3.099%
347 | 131630.0004 | 5472.6413 | 137102.6417 | 128861.8603 | 102.1% | 2768.1401 | 220.3312 | 0.041484 | 17.1% | 11.22% | 2.462% | 2.339% | 10585.8015 | 2125.0466 | 133755.047 | 128470.8352 | 131434.4879 | -195.5125 | 102.3% | 2963.6526 | 0.038574 | 17.28% | 11.39% | 2.644% | 2.512%
348 | 135347.9332 | 7585.2925 | 142933.2257 | 133441.0099 | 101.4% | 1906.9233 | 264.1266 | 0.056276 | 16.27% | 10.43% | 1.638% | 1.556% | 13048.3832 | 2372.7218 | 137720.655 | 135837.1464 | 137720.655 | 2372.7218 | 101.4% | 1883.5085 | 0.057395 | 16.22% | 10.39% | 1.589% | 1.51%
349 | 132897.0658 | 6587.9182 | 139484.984 | 130492.1581 | 101.8% | 2404.9077 | 234.7472 | 0.04708 | 16.75% | 10.88% | 2.112% | 2.007% | 11386.9811 | 1923.2628 | 134820.3286 | 126284.8289 | 130793.4012 | -2103.6646 | 103.6% | 4508.5723 | 0.022204 | 18.73% | 12.76% | 4.092% | 3.887%
350 | 130471.5774 | 7902.3146 | 138373.892 | 127013.4537 | 102.7% | 3458.1237 | 193.1918 | 0.032215 | 17.75% | 11.84% | 3.121% | 2.964% | 9200.2025 | 6118.3469 | 136589.9243 | 125717.2837 | 129823.4924 | -648.085 | 103.3% | 4106.2087 | 0.025362 | 18.38% | 12.43% | 3.744% | 3.556%
351 | 130488.2537 | 5978.6844 | 136466.9381 | 128518.5509 | 101.5% | 1969.7028 | 254.818 | 0.053546 | 16.39% | 10.54% | 1.756% | 1.669% | 12136.5257 | 3368.9423 | 133857.196 | 132629.4278 | 133857.196 | 3368.9423 | 100.9% | 1227.7682 | 0.069543 | 15.69% | 9.884% | 1.061% | 1.008%
352 | 135014.4799 | 3556.2925 | 138570.7725 | 131761.3591 | 102.5% | 3253.1209 | 205.1785 | 0.035601 | 17.46% | 11.56% | 2.83% | 2.688% | 10111.2557 | 1000 | 136014.4799 | 129002.1151 | 133634.858 | -1379.622 | 103.6% | 4632.7428 | 0.022011 | 18.75% | 12.79% | 4.116% | 3.91%
353 | 135332.1284 | 5245.4313 | 140577.5598 | 132804.3949 | 101.9% | 2527.7336 | 231.8939 | 0.045973 | 16.81% | 10.95% | 2.181% | 2.072% | 11454.6852 | 1194.0095 | 136526.138 | 130219.4829 | 134039.6725 | -1292.456 | 102.9% | 3820.1895 | 0.029555 | 18% | 12.07% | 3.362% | 3.194%
354 | 137926.4642 | 5345.987 | 143272.4512 | 133433.6357 | 103.4% | 4492.8285 | 162.7474 | 0.024091 | 18.49% | 12.54% | 3.859% | 3.666% | 8193.2172 | 1089.3489 | 139015.8131 | 132215.2582 | 137317.2755 | -609.1887 | 103.9% | 5102.0172 | 0.019557 | 19.06% | 13.08% | 4.423% | 4.201%
355 | 143062.644 | 4270.5267 | 147333.1707 | 142189.0943 | 100.6% | 873.5496 | 337.3751 | 0.078889 | 15.34% | 9.545% | 0.7037% | 0.6689% | 17617.0086 | 1000 | 144062.644 | 144842.9398 | 144062.644 | 1000 | 99.46% | -780.2958 | 0.12484 | 14.02% | 8.29% | -0.6181% | -0.5865%
356 | 134698.8942 | 4810.6748 | 139509.569 | 131480.7784 | 102.4% | 3218.1157 | 206.184 | 0.035993 | 17.44% | 11.54% | 2.805% | 2.665% | 10137.0579 | 1372.6513 | 136071.5455 | 129299.6186 | 133608.3143 | -1090.5799 | 103.3% | 4308.6956 | 0.024529 | 18.45% | 12.5% | 3.819% | 3.628%
357 | 133646.4371 | 4283.5397 | 137929.9768 | 129235.4047 | 103.4% | 4411.0324 | 160.5702 | 0.023644 | 18.55% | 12.59% | 3.912% | 3.716% | 7832.7665 | 1000 | 134646.4371 | 131980.5685 | 134646.4371 | 1000 | 102% | 2665.8686 | 0.043836 | 16.95% | 11.08% | 2.315% | 2.199%
358 | 130054.6582 | 5034.3739 | 135089.0321 | 129767.9171 | 100.2% | 286.7411 | 372.7443 | 0.092407 | 14.89% | 9.117% | 0.2528% | 0.2406% | 17694.1513 | 1000 | 131054.6582 | 132240.4771 | 131054.6582 | 1000 | 99.1% | -1185.8189 | 0.14248 | 13.6% | 7.9% | -1.028% | -0.9763%
359 | 137908.9779 | 3962.9017 | 141871.8796 | 141286.7995 | 97.61% | -3377.8216 | 486.8373 | 0.25014 | 11.89% | 6.273% | -2.741% | -2.603% | 24505.8192 | 2163.681 | 140072.6589 | 143481.1673 | 140072.6589 | 2163.681 | 97.62% | -3408.5083 | 0.24882 | 11.91% | 6.29% | -2.724% | -2.586%
360 | 136018.9878 | 3778.3052 | 139797.293 | 134742.8996 | 100.9% | 1276.0882 | 307.4631 | 0.068981 | 15.72% | 9.907% | 1.085% | 1.031% | 15264.5992 | 1000 | 137018.9878 | 132219.7015 | 134757.3888 | -1261.599 | 101.9% | 2537.6873 | 0.04568 | 16.83% | 10.97% | 2.2% | 2.09%
361 | 134953.852 | 7089.477 | 142043.3289 | 131713.2499 | 102.5% | 3240.602 | 205.5767 | 0.035759 | 17.45% | 11.55% | 2.82% | 2.679% | 10126.3314 | 2259.5925 | 137213.4445 | 136356.2568 | 137213.4445 | 2259.5925 | 100.6% | 857.1876 | 0.078399 | 15.35% | 9.561% | 0.7201% | 0.6844%
362 | 137646.6757 | 3128.3335 | 140775.0093 | 140089.3968 | 98.26% | -2442.7211 | 486.8373 | 0.19634 | 12.63% | 6.978% | -1.999% | -1.898% | 24459.2092 | 1000 | 138646.6757 | 144209.6755 | 138646.6757 | 1000 | 96.14% | -5562.9998 | 0.41775 | 10.21% | 4.676% | -4.423% | -4.2%
363 | 139455.4683 | 3852.361 | 143307.8293 | 138069.7479 | 101% | 1385.7204 | 302.3758 | 0.067489 | 15.78% | 9.969% | 1.15% | 1.093% | 15391.3034 | 3280.7298 | 142736.1981 | 137957.2697 | 139399.2292 | -56.2391 | 101% | 1441.9595 | 0.066393 | 15.83% | 10.01% | 1.198% | 1.138%
364 | 133136.8128 | 4366.4396 | 137503.2524 | 130939.898 | 101.7% | 2196.9148 | 242.5525 | 0.050109 | 16.56% | 10.7% | 1.923% | 1.827% | 11786.8226 | 5493.9741 | 138630.7869 | 130236.9759 | 132785.3518 | -351.461 | 102% | 2548.3759 | 0.044994 | 16.88% | 11.01% | 2.243% | 2.13%
365 | 135367.2027 | 2986.6561 | 138353.8588 | 134022.4903 | 101% | 1344.7124 | 302.4066 | 0.067497 | 15.78% | 9.969% | 1.15% | 1.092% | 14941.6159 | 3031.84 | 138399.0427 | 134655.778 | 136000.4904 | 633.2877 | 101% | 1344.7124 | 0.067621 | 15.78% | 9.963% | 1.144% | 1.087%
366 | 139636.0338 | 5535.7536 | 145171.7874 | 135626.0075 | 103% | 4010.0263 | 182.1309 | 0.029265 | 18.02% | 12.1% | 3.389% | 3.219% | 9282.6934 | 2462.1591 | 142098.1929 | 136317.3258 | 140327.3522 | 691.3184 | 102.9% | 4010.0263 | 0.029454 | 18% | 12.08% | 3.372% | 3.203%
367 | 131070.3262 | 5080.2452 | 136150.5715 | 128273.8412 | 102.2% | 2796.485 | 218.8209 | 0.040898 | 17.13% | 11.25% | 2.499% | 2.374% | 10468.5362 | 5416.8886 | 136487.2148 | 128212.8212 | 131039.8163 | -30.51 | 102.2% | 2826.995 | 0.040443 | 17.16% | 11.28% | 2.527% | 2.401%
368 | 135416.0281 | 5248.6833 | 140664.7114 | 131001.0007 | 103.4% | 4415.0274 | 162.5992 | 0.024051 | 18.5% | 12.55% | 3.863% | 3.669% | 8036.7686 | 5197.2048 | 140613.2329 | 130898.9215 | 135364.9885 | -51.0396 | 103.4% | 4466.067 | 0.023656 | 18.54% | 12.59% | 3.911% | 3.715%
369 | 137507.5907 | 4104.7042 | 141612.2949 | 135913.2049 | 101.2% | 1594.3858 | 287.1406 | 0.063023 | 15.98% | 10.15% | 1.344% | 1.277% | 14411.6644 | 5509.4768 | 143017.0674 | 138357.9396 | 139952.3253 | 2444.7347 | 101.2% | 1594.3858 | 0.063569 | 15.95% | 10.13% | 1.32% | 1.255%
370 | 136598.25 | 4632.3093 | 141230.5594 | 133725.8029 | 102.1% | 2872.4471 | 220.3412 | 0.041486 | 17.1% | 11.21% | 2.462% | 2.339% | 10985.8489 | 2951.0352 | 139549.2852 | 137296.4856 | 139549.2852 | 2951.0352 | 101.6% | 2252.7996 | 0.050787 | 16.51% | 10.66% | 1.88% | 1.786%
371 | 130594.3161 | 5860.0363 | 136454.3524 | 125367.205 | 104.2% | 5227.1111 | 124.8454 | 0.01671 | 19.41% | 13.42% | 4.779% | 4.54% | 5950.9957 | 3870.3886 | 134464.7047 | 125968.1777 | 131195.2888 | 600.9727 | 104.1% | 5227.1111 | 0.016892 | 19.39% | 13.39% | 4.756% | 4.518%
372 | 132521.0625 | 6595.9998 | 139117.0622 | 130356.156 | 101.7% | 2164.9065 | 243.3489 | 0.050421 | 16.54% | 10.68% | 1.903% | 1.808% | 11770.8342 | 4237.328 | 136758.3905 | 129830.6477 | 132258.3083 | -262.7542 | 101.9% | 2427.6606 | 0.046587 | 16.78% | 10.91% | 2.143% | 2.036%
373 | 133812.3799 | 8720.9361 | 142533.316 | 132190.8225 | 101.2% | 1621.5574 | 282.3258 | 0.06161 | 16.04% | 10.21% | 1.406% | 1.336% | 13789.2206 | 1341.1293 | 135153.5092 | 132153.3971 | 133793.6672 | -18.7127 | 101.2% | 1640.2701 | 0.061228 | 16.06% | 10.23% | 1.422% | 1.351%
374 | 140334.3719 | 5064.4714 | 145398.8433 | 138300.4416 | 101.5% | 2033.9303 | 260.3833 | 0.055179 | 16.32% | 10.48% | 1.685% | 1.601% | 13337.3639 | 2885.0576 | 143219.4295 | 141591.9591 | 143219.4295 | 2885.0576 | 101.1% | 1627.4704 | 0.063647 | 15.95% | 10.13% | 1.317% | 1.251%
375 | 128698.0016 | 6327.884 | 135025.8856 | 125607.6192 | 102.5% | 3090.3824 | 205.5767 | 0.035759 | 17.45% | 11.55% | 2.82% | 2.679% | 9656.9204 | 5354.6774 | 134052.679 | 126264.1752 | 129354.5576 | 656.556 | 102.4% | 3090.3824 | 0.035994 | 17.44% | 11.54% | 2.805% | 2.665%
376 | 133342.3524 | 7016.9579 | 140359.3103 | 131562.0955 | 101.4% | 1780.2569 | 270.9463 | 0.058276 | 16.18% | 10.35% | 1.551% | 1.473% | 13186.9475 | 1563.1174 | 134905.4698 | 134012.2486 | 134905.4698 | 1563.1174 | 100.7% | 893.2212 | 0.077097 | 15.4% | 9.602% | 0.7635% | 0.7257%
377 | 132629.6105 | 6743.8785 | 139373.489 | 130151.6361 | 101.9% | 2477.9744 | 231.8674 | 0.045963 | 16.82% | 10.95% | 2.182% | 2.073% | 11224.6541 | 1968.7789 | 134598.3894 | 128584.3193 | 131845.9521 | -783.6584 | 102.5% | 3261.6328 | 0.034561 | 17.54% | 11.64% | 2.907% | 2.762%
378 | 138861.3907 | 5491.6934 | 144353.0842 | 136294.6958 | 101.9% | 2566.6949 | 232.8461 | 0.046342 | 16.79% | 10.93% | 2.158% | 2.05% | 11801.6659 | 4232.0882 | 143093.479 | 141379.8623 | 143093.479 | 4232.0882 | 101.2% | 1713.6166 | 0.061995 | 16.02% | 10.2% | 1.389% | 1.32%
379 | 132121.6867 | 6470.1083 | 138591.7951 | 130127.3274 | 101.5% | 1994.3593 | 254.818 | 0.053546 | 16.39% | 10.54% | 1.756% | 1.669% | 12288.4489 | 3638.3755 | 135760.0623 | 125254.2698 | 129685.1579 | -2436.5288 | 103.5% | 4430.8881 | 0.022504 | 18.69% | 12.73% | 4.055% | 3.852%
380 | 135769.6484 | 5846.7805 | 141616.4289 | 131870.6558 | 103% | 3898.9926 | 182.1309 | 0.029265 | 18.02% | 12.1% | 3.389% | 3.219% | 9025.6647 | 2957.2722 | 138726.9206 | 134348.2102 | 138247.2028 | 2477.5544 | 102.9% | 3898.9926 | 0.029952 | 17.96% | 12.04% | 3.326% | 3.16%
381 | 132987.263 | 5154.5451 | 138141.808 | 130032.1937 | 102.3% | 2955.0693 | 214.4522 | 0.039202 | 17.24% | 11.35% | 2.605% | 2.474% | 10409.5872 | 2832.5882 | 135819.8512 | 130110.3867 | 133065.456 | 78.193 | 102.3% | 2955.0693 | 0.039228 | 17.24% | 11.35% | 2.603% | 2.473%
382 | 137387.6548 | 5325.1029 | 142712.7577 | 134086.626 | 102.5% | 3301.0288 | 205.51 | 0.035731 | 17.45% | 11.56% | 2.822% | 2.68% | 10305.605 | 1257.7315 | 138645.3863 | 136759.7749 | 138645.3863 | 1257.7315 | 101.4% | 1885.6114 | 0.057601 | 16.21% | 10.38% | 1.58% | 1.501%
383 | 131174.121 | 4931.3579 | 136105.4789 | 129371.8833 | 101.4% | 1802.2377 | 267.363 | 0.057224 | 16.23% | 10.39% | 1.596% | 1.517% | 12800.9536 | 1754.8461 | 132928.9671 | 129961.6153 | 131763.853 | 589.732 | 101.4% | 1802.2377 | 0.057391 | 16.22% | 10.39% | 1.589% | 1.51%
384 | 128998.9834 | 5568.3014 | 134567.2848 | 124407.9434 | 103.7% | 4591.0399 | 147.4784 | 0.021103 | 18.86% | 12.89% | 4.23% | 4.018% | 6943.9676 | 1425.9732 | 130424.9565 | 125414.1165 | 130005.1564 | 1006.1731 | 103.7% | 4591.0399 | 0.021374 | 18.83% | 12.86% | 4.196% | 3.986%
385 | 138108.0669 | 3518.6769 | 141626.7438 | 137876.073 | 100.2% | 231.9939 | 377.4826 | 0.094218 | 14.83% | 9.059% | 0.1924% | 0.1832% | 19028.6867 | 2368.8573 | 140476.9242 | 136406.6409 | 137373.3508 | -734.7161 | 100.7% | 966.71 | 0.075648 | 15.45% | 9.648% | 0.8119% | 0.7716%
386 | 136143.882 | 7048.4177 | 143192.2997 | 133919.792 | 101.7% | 2224.09 | 243.3489 | 0.050421 | 16.54% | 10.68% | 1.903% | 1.808% | 12092.6216 | 3450.4139 | 139594.2959 | 139147.1993 | 139594.2959 | 3450.4139 | 100.3% | 447.0966 | 0.088959 | 15% | 9.226% | 0.3678% | 0.3498%
387 | 133595.4069 | 6098.0538 | 139693.4606 | 132843.7944 | 100.6% | 751.6124 | 341.7418 | 0.080558 | 15.28% | 9.492% | 0.6481% | 0.616% | 16664.1264 | 2180.8501 | 135776.257 | 133921.896 | 134673.5085 | 1078.1016 | 100.6% | 751.6124 | 0.080715 | 15.28% | 9.487% | 0.6428% | 0.611%
388 | 137915.1248 | 6929.0653 | 144844.1901 | 134986.6037 | 102.2% | 2928.5211 | 219.3257 | 0.041093 | 17.12% | 11.24% | 2.486% | 2.362% | 11040.6392 | 1864.1399 | 139779.2647 | 133739.8719 | 137291.7589 | -623.3659 | 102.7% | 3551.887 | 0.033058 | 17.68% | 11.77% | 3.044% | 2.892%
389 | 145788.9614 | 3332.3191 | 149121.2806 | 145552.7518 | 100.2% | 236.2097 | 378.02 | 0.094424 | 14.82% | 9.053% | 0.1855% | 0.1767% | 20115.5696 | 1000 | 146788.9614 | 147748.5239 | 146788.9614 | 1000 | 99.35% | -959.5625 | 0.13029 | 13.89% | 8.169% | -0.745% | -0.7071%
390 | 139217.1676 | 4800.592 | 144017.7595 | 137608.8708 | 101.2% | 1608.2967 | 287.5314 | 0.063137 | 15.97% | 10.15% | 1.339% | 1.272% | 14610.6949 | 3190.739 | 142407.9066 | 139934.819 | 141543.1157 | 2325.9482 | 101.1% | 1608.2967 | 0.063649 | 15.95% | 10.13% | 1.317% | 1.251%
391 | 130057.4986 | 4639.9434 | 134697.442 | 128074.8265 | 101.5% | 1982.6721 | 253.4242 | 0.053139 | 16.41% | 10.56% | 1.774% | 1.685% | 12030.2963 | 3990.4775 | 134047.9761 | 127548.8057 | 129794.4882 | -263.0104 | 101.8% | 2245.6825 | 0.04859 | 16.65% | 10.79% | 2.018% | 1.917%
392 | 141855.828 | 4781.6571 | 146637.4851 | 139439.1314 | 101.7% | 2416.6966 | 239.9339 | 0.049094 | 16.62% | 10.76% | 1.986% | 1.887% | 12423.1492 | 3222.8693 | 145078.6973 | 140987.7241 | 143404.4208 | 1548.5928 | 101.7% | 2416.6966 | 0.049443 | 16.6% | 10.74% | 1.964% | 1.866%
393 | 135708.7426 | 5190.0235 | 140898.7661 | 133746.46 | 101.5% | 1962.2826 | 260.7019 | 0.055271 | 16.31% | 10.47% | 1.681% | 1.597% | 12913.5252 | 2290.3122 | 137999.0548 | 134696.67 | 136658.9526 | 950.2101 | 101.5% | 1962.2826 | 0.055544 | 16.3% | 10.46% | 1.669% | 1.586%
394 | 132974.5728 | 4030.8299 | 137005.4027 | 129770.6027 | 102.5% | 3203.9701 | 205.1785 | 0.035601 | 17.46% | 11.56% | 2.83% | 2.688% | 9958.4867 | 1000 | 133974.5728 | 131783.9543 | 133974.5728 | 1000 | 101.7% | 2190.6185 | 0.050393 | 16.54% | 10.69% | 1.905% | 1.81%
395 | 134840.11 | 4777.8552 | 139617.9652 | 132791.6996 | 101.5% | 2048.4104 | 253.922 | 0.053283 | 16.4% | 10.56% | 1.768% | 1.679% | 12497.1865 | 2168.6739 | 137008.7839 | 133971.5766 | 136019.987 | 1179.8771 | 101.5% | 2048.4104 | 0.053641 | 16.39% | 10.54% | 1.752% | 1.665%
396 | 136736.832 | 6089.3375 | 142826.1695 | 132063.4102 | 103.5% | 4673.4218 | 154.6331 | 0.022492 | 18.69% | 12.73% | 4.056% | 3.853% | 7717.5726 | 4717.1047 | 141453.9367 | 133172.3912 | 137845.813 | 1108.981 | 103.5% | 4673.4218 | 0.022762 | 18.66% | 12.7% | 4.022% | 3.821%
397 | 130327.5498 | 4857.8199 | 135185.3697 | 128572.8742 | 101.4% | 1754.6756 | 269.9109 | 0.057971 | 16.2% | 10.36% | 1.564% | 1.486% | 12839.5438 | 3890.7498 | 134218.2996 | 130724.7448 | 132479.4205 | 2151.8707 | 101.3% | 1754.6756 | 0.058563 | 16.17% | 10.34% | 1.538% | 1.461%
398 | 147125.7537 | 2811.7175 | 149937.4711 | 146005.4493 | 100.8% | 1120.3043 | 323.6223 | 0.073719 | 15.51% | 9.712% | 0.8791% | 0.8354% | 17378.8109 | 2787.0121 | 149912.7658 | 147396.6819 | 148516.9862 | 1391.2325 | 100.8% | 1120.3043 | 0.07391 | 15.5% | 9.704% | 0.8708% | 0.8275%
399 | 139012.1266 | 3915.0799 | 142927.2065 | 137460.6925 | 101.1% | 1551.4342 | 291.1367 | 0.064194 | 15.93% | 10.11% | 1.293% | 1.229% | 14772.1067 | 3094.4993 | 142106.6259 | 141605.2578 | 142106.6259 | 3094.4993 | 100.4% | 501.3681 | 0.087834 | 15.04% | 9.262% | 0.4054% | 0.3855%
400 | 131769.9985 | 6889.9346 | 138659.9331 | 129022.6308 | 102.1% | 2747.3678 | 221.2169 | 0.041828 | 17.07% | 11.19% | 2.44% | 2.318% | 10639.659 | 3454.6091 | 135224.6076 | 130769.4777 | 133516.8455 | 1746.8469 | 102.1% | 2747.3678 | 0.04235 | 17.04% | 11.16% | 2.408% | 2.287%
401 | 130586.3113 | 5468.2052 | 136054.5164 | 129851.6281 | 100.6% | 734.6831 | 341.7418 | 0.080558 | 15.28% | 9.492% | 0.6481% | 0.616% | 16288.7845 | 1299.1467 | 131885.4579 | 132127.9725 | 131885.4579 | 1299.1467 | 99.82% | -242.5146 | 0.10733 | 14.42% | 8.676% | -0.2109% | -0.1998%
402 | 141022.6602 | 4727.0165 | 145749.6768 | 139156.7098 | 101.3% | 1865.9504 | 272.0534 | 0.058599 | 16.17% | 10.34% | 1.537% | 1.46% | 14003.4779 | 1083.931 | 142106.5912 | 140219.977 | 142085.9274 | 1063.2672 | 101.3% | 1865.9504 | 0.058867 | 16.16% | 10.33% | 1.525% | 1.449%
403 | 134465.9035 | 4892.3872 | 139358.2907 | 132023.1641 | 101.9% | 2442.7394 | 234.3987 | 0.046947 | 16.75% | 10.89% | 2.12% | 2.014% | 11504.3013 | 1665.737 | 136131.6405 | 132830.7375 | 135273.4769 | 807.5734 | 101.8% | 2442.7394 | 0.047153 | 16.74% | 10.88% | 2.108% | 2.002%
404 | 135775.9746 | 4743.4574 | 140519.4321 | 134165.5361 | 101.2% | 1610.4385 | 284.6953 | 0.062305 | 16.01% | 10.18% | 1.375% | 1.307% | 14108.9938 | 1000 | 136775.9746 | 132494.4335 | 134940.4233 | -835.5513 | 101.8% | 2445.9898 | 0.047022 | 16.75% | 10.89% | 2.116% | 2.01%
405 | 128140.3996 | 7368.7009 | 135509.1004 | 125443.3051 | 102.2% | 2697.0945 | 220.2416 | 0.041449 | 17.1% | 11.22% | 2.464% | 2.341% | 10300.9739 | 5121.9324 | 133262.332 | 124159.4152 | 127498.4546 | -641.9449 | 102.7% | 3339.0394 | 0.032635 | 17.72% | 11.8% | 3.082% | 2.928%
406 | 133935.1116 | 5296.8688 | 139231.9804 | 131283.6055 | 102% | 2651.5061 | 226.3987 | 0.04384 | 16.95% | 11.08% | 2.315% | 2.199% | 11067.7968 | 4382.7332 | 138317.8448 | 130948.4848 | 133767.5512 | -167.5604 | 102.2% | 2819.0664 | 0.041399 | 17.1% | 11.22% | 2.467% | 2.344%
407 | 135945.1806 | 3734.7577 | 139679.9383 | 134070.2674 | 101.4% | 1874.9132 | 266.8786 | 0.057082 | 16.24% | 10.4% | 1.603% | 1.523% | 13242.512 | 1000 | 136945.1806 | 135601.5639 | 136945.1806 | 1000 | 101% | 1343.6166 | 0.067826 | 15.77% | 9.955% | 1.135% | 1.079%
408 | 143786.5444 | 1732.368 | 145518.9124 | 141617.6967 | 101.5% | 2168.8477 | 254.9186 | 0.053576 | 16.39% | 10.54% | 1.755% | 1.667% | 13378.6588 | 2184.1762 | 145970.7205 | 140316.8275 | 143136.1098 | -650.4346 | 102% | 2819.2823 | 0.044031 | 16.94% | 11.06% | 2.303% | 2.188%
409 | 136955.1524 | 2625.249 | 139580.4014 | 135999.9232 | 100.7% | 955.2291 | 329.4664 | 0.075865 | 15.44% | 9.641% | 0.8046% | 0.7647% | 16469.573 | 1000 | 137955.1524 | 138951.8987 | 137955.1524 | 1000 | 99.28% | -996.7463 | 0.13364 | 13.81% | 8.095% | -0.8228% | -0.781%
410 | 144645.737 | 2064.7276 | 146710.4646 | 144218.773 | 100.3% | 426.9641 | 365.9941 | 0.089827 | 14.97% | 9.199% | 0.3389% | 0.3223% | 19322.9128 | 1509.3254 | 146155.0624 | 145218.6593 | 145645.6233 | 999.8863 | 100.3% | 426.9641 | 0.089897 | 14.97% | 9.196% | 0.3365% | 0.3201%
411 | 124107.142 | 6631.6793 | 130738.8214 | 120018.6992 | 103.4% | 4088.4429 | 160.8854 | 0.023705 | 18.54% | 12.59% | 3.904% | 3.709% | 7287.963 | 3399.7282 | 127506.8703 | 116054.657 | 122125.121 | -1982.0211 | 105.2% | 6070.4639 | 0.0096173 | 20.63% | 14.57% | 5.996% | 5.695%
412 | 136457.3339 | 5264.3727 | 141721.7066 | 132157.0961 | 103.3% | 4300.2378 | 168.0933 | 0.025518 | 18.36% | 12.42% | 3.73% | 3.543% | 8372.2088 | 4812.8766 | 141270.2105 | 132400.6033 | 136700.8411 | 243.5072 | 103.2% | 4300.2378 | 0.025593 | 18.36% | 12.41% | 3.723% | 3.536%
413 | 138595.6297 | 2631.5626 | 141227.1923 | 139344.5774 | 99.46% | -748.9477 | 440.9343 | 0.12478 | 14.02% | 8.291% | -0.6166% | -0.5852% | 22305.7208 | 2362.9915 | 140958.6212 | 141279.7891 | 140958.6212 | 2362.9915 | 99.77% | -321.1679 | 0.10949 | 14.37% | 8.629% | -0.2611% | -0.2475%
414 | 124284.9119 | 8230.7889 | 132515.7008 | 120576.6212 | 103.1% | 3708.2908 | 176.5236 | 0.027767 | 18.16% | 12.22% | 3.525% | 3.348% | 8007.8166 | 5878.0803 | 130162.9922 | 120090.3694 | 124041.786 | -243.1259 | 103.3% | 3951.4166 | 0.025058 | 18.4% | 12.46% | 3.771% | 3.582%
415 | 132279.6396 | 9535.8599 | 141815.4994 | 130281.2094 | 101.5% | 1998.4301 | 254.6985 | 0.053511 | 16.39% | 10.55% | 1.758% | 1.67% | 12297.3717 | 4749.4201 | 137029.0597 | 128264.8634 | 131271.4666 | -1008.173 | 102.3% | 3006.6032 | 0.037892 | 17.32% | 11.43% | 2.687% | 2.552%
416 | 131497.4649 | 4065.3704 | 135562.8353 | 129921.8661 | 101.2% | 1575.5988 | 283.5802 | 0.061978 | 16.02% | 10.2% | 1.39% | 1.32% | 13610.8793 | 3115.2802 | 134612.7451 | 129971.7723 | 131547.3711 | 49.9062 | 101.2% | 1575.5988 | 0.06199 | 16.02% | 10.2% | 1.389% | 1.32%
417 | 137585.8467 | 2345.2133 | 139931.06 | 138391.7202 | 99.42% | -805.8736 | 444.9653 | 0.12698 | 13.97% | 8.242% | -0.668% | -0.634% | 22345.6361 | 1000 | 138585.8467 | 138774.1094 | 138585.8467 | 1000 | 99.86% | -188.2627 | 0.10497 | 14.48% | 8.728% | -0.156% | -0.1477%
418 | 131138.0582 | 7282.2692 | 138420.3274 | 129290.4481 | 101.4% | 1847.6101 | 264.1266 | 0.056276 | 16.27% | 10.43% | 1.638% | 1.556% | 12642.5251 | 3824.4368 | 134962.495 | 124730.5879 | 128858.1281 | -2279.9301 | 103.3% | 4127.5402 | 0.024821 | 18.43% | 12.48% | 3.793% | 3.603%
419 | 135025.6274 | 3849.652 | 138875.2794 | 133429.06 | 101.2% | 1596.5674 | 285.0338 | 0.062404 | 16% | 10.18% | 1.371% | 1.303% | 14047.705 | 1000 | 136025.6274 | 138310.1305 | 136025.6274 | 1000 | 98.35% | -2284.5031 | 0.19033 | 12.74% | 7.078% | -1.894% | -1.798%
420 | 138315.8002 | 3450.7198 | 141766.5199 | 136782.1975 | 101.1% | 1533.6026 | 291.8037 | 0.064391 | 15.92% | 10.1% | 1.285% | 1.221% | 14731.7872 | 1000 | 139315.8002 | 138515.6618 | 139315.8002 | 1000 | 100.6% | 800.1383 | 0.080151 | 15.29% | 9.505% | 0.6617% | 0.6289%
421 | 138073.6708 | 5457.1252 | 143530.7959 | 136041.4273 | 101.5% | 2032.2434 | 258.3025 | 0.054568 | 16.35% | 10.5% | 1.712% | 1.626% | 13017.6434 | 4983.172 | 143056.8428 | 134552.8839 | 137329.3991 | -744.2717 | 102.1% | 2776.5151 | 0.043036 | 17% | 11.12% | 2.365% | 2.247%
422 | 126368.7786 | 4580.2994 | 130949.078 | 122865.4283 | 102.9% | 3503.3503 | 187.1088 | 0.030592 | 17.9% | 11.98% | 3.268% | 3.104% | 8630.3187 | 4506.3558 | 130875.1344 | 123984.4038 | 127487.7541 | 1118.9755 | 102.8% | 3503.3503 | 0.030917 | 17.87% | 11.95% | 3.239% | 3.076%
423 | 126633.2092 | 6979.7832 | 133612.9924 | 122717.9926 | 103.2% | 3915.2167 | 171.0933 | 0.026318 | 18.29% | 12.35% | 3.657% | 3.474% | 7908.1219 | 2667.5073 | 129300.7166 | 123345.0651 | 127260.2817 | 627.0725 | 103.2% | 3915.2167 | 0.026523 | 18.27% | 12.33% | 3.638% | 3.456%
424 | 136356.8296 | 4195.5948 | 140552.4244 | 133608.7894 | 102.1% | 2748.0402 | 224.6459 | 0.043159 | 16.99% | 11.12% | 2.357% | 2.239% | 11180.6825 | 1000 | 137356.8296 | 134922.1206 | 137356.8296 | 1000 | 101.8% | 2434.7091 | 0.047785 | 16.7% | 10.84% | 2.068% | 1.965%
425 | 132919.8628 | 2953.7747 | 135873.6375 | 132392.7307 | 100.4% | 527.1321 | 356.8132 | 0.086318 | 15.09% | 9.31% | 0.4559% | 0.4335% | 17311.0591 | 2723.9366 | 135643.7994 | 134062.1459 | 134589.278 | 1669.4152 | 100.4% | 527.1321 | 0.086489 | 15.08% | 9.304% | 0.4502% | 0.4281%
426 | 136377.0332 | 4706.8313 | 141083.8645 | 133509.2379 | 102.1% | 2867.7953 | 220.3412 | 0.041486 | 17.1% | 11.21% | 2.462% | 2.339% | 10968.0577 | 1000 | 137377.0332 | 133807.2458 | 136675.0411 | 298.0079 | 102.1% | 2867.7953 | 0.041574 | 17.09% | 11.21% | 2.456% | 2.333%
427 | 139455.9962 | 3553.019 | 143009.0152 | 138084.9333 | 101% | 1371.0629 | 303.3401 | 0.067772 | 15.77% | 9.957% | 1.138% | 1.081% | 15440.4451 | 1000 | 140455.9962 | 134758.2766 | 137792.6678 | -1663.3283 | 102.3% | 3034.3912 | 0.039585 | 17.21% | 11.33% | 2.581% | 2.452%
428 | 133500.6394 | 6068.2109 | 139568.8503 | 132535.4916 | 100.7% | 965.1478 | 327.1382 | 0.074977 | 15.47% | 9.669% | 0.8343% | 0.7929% | 15940.7007 | 2868.9562 | 136369.5956 | 130697.0227 | 132581.4049 | -919.2344 | 101.4% | 1884.3823 | 0.05594 | 16.29% | 10.45% | 1.652% | 1.57%
429 | 136541.2473 | 8440.2155 | 144981.4628 | 134886.6211 | 101.2% | 1654.6262 | 282.3258 | 0.06161 | 16.04% | 10.21% | 1.406% | 1.336% | 14070.4274 | 2287.7691 | 138829.0164 | 134732.2249 | 136464.0492 | -77.1981 | 101.3% | 1731.8243 | 0.060063 | 16.11% | 10.28% | 1.473% | 1.399%
430 | 136415.7325 | 4998.9784 | 141414.7109 | 134438.5968 | 101.5% | 1977.1357 | 260.3833 | 0.055179 | 16.32% | 10.48% | 1.685% | 1.601% | 12964.9368 | 3593.7484 | 140009.4809 | 134149.5048 | 136271.1865 | -144.546 | 101.6% | 2121.6817 | 0.052255 | 16.45% | 10.6% | 1.812% | 1.722%
431 | 129398.9174 | 8199.9244 | 137598.8417 | 125641.7663 | 103% | 3757.151 | 180.5479 | 0.02884 | 18.06% | 12.13% | 3.427% | 3.256% | 8527.3881 | 6252.6005 | 135651.5179 | 124661.0399 | 128908.5541 | -490.3632 | 103.4% | 4247.5142 | 0.023698 | 18.54% | 12.59% | 3.905% | 3.71%
432 | 134431.3596 | 3840.896 | 138272.2556 | 133690.3864 | 100.6% | 740.9732 | 342.7797 | 0.080955 | 15.27% | 9.48% | 0.6348% | 0.6034% | 16819.3229 | 2251.4783 | 136682.8379 | 134715.0273 | 135456.0005 | 1024.6409 | 100.6% | 740.9732 | 0.0811 | 15.26% | 9.475% | 0.63% | 0.5989%
433 | 132187.8189 | 5266.9049 | 137454.7238 | 130045.8105 | 101.6% | 2142.0084 | 244.5237 | 0.050671 | 16.52% | 10.67% | 1.888% | 1.793% | 11797.9162 | 6320.9386 | 138508.7575 | 128986.1258 | 131657.9765 | -529.8424 | 102.1% | 2671.8507 | 0.042891 | 17.01% | 11.13% | 2.374% | 2.255%
434 | 131113.1317 | 5959.6878 | 137072.8195 | 128313.1055 | 102.2% | 2800.0262 | 218.722 | 0.04086 | 17.13% | 11.25% | 2.501% | 2.376% | 10467.224 | 2105.435 | 133218.5667 | 126218.1202 | 130065.6391 | -1047.4926 | 103% | 3847.5189 | 0.02811 | 18.13% | 12.2% | 3.494% | 3.319%
435 | 136216.2855 | 4293.6202 | 140509.9057 | 134284.2578 | 101.4% | 1932.0277 | 263.2505 | 0.05602 | 16.28% | 10.44% | 1.649% | 1.566% | 13088.5386 | 1000 | 137216.2855 | 133395.9052 | 135772.1092 | -444.1763 | 101.8% | 2376.204 | 0.048211 | 16.67% | 10.82% | 2.041% | 1.939%
436 | 127236.5894 | 4487.7689 | 131724.3583 | 123709.1806 | 102.9% | 3527.4088 | 187.1088 | 0.030592 | 17.9% | 11.98% | 3.268% | 3.104% | 8689.5856 | 1904.996 | 129141.5854 | 124584.1024 | 128111.5112 | 874.9217 | 102.8% | 3527.4088 | 0.030845 | 17.88% | 11.96% | 3.245% | 3.083%
437 | 139337.5791 | 3190.9369 | 142528.5161 | 138009.2593 | 101% | 1328.3198 | 306.0757 | 0.068574 | 15.74% | 9.924% | 1.103% | 1.048% | 15566.4619 | 1624.7637 | 140962.3429 | 137892.5512 | 139279.2251 | -58.3541 | 101% | 1386.6739 | 0.067437 | 15.79% | 9.971% | 1.152% | 1.095%
438 | 135942.5286 | 3113.1877 | 139055.7163 | 134598.8981 | 101% | 1343.6305 | 302.8604 | 0.067631 | 15.78% | 9.963% | 1.144% | 1.087% | 15027.6367 | 2284.3381 | 138226.8667 | 135482.2719 | 136825.9024 | 883.3738 | 101% | 1343.6305 | 0.067803 | 15.77% | 9.956% | 1.136% | 1.08%
439 | 133933.4756 | 4821.4102 | 138754.8857 | 132130.2512 | 101.4% | 1803.2243 | 269.9109 | 0.057971 | 16.2% | 10.36% | 1.564% | 1.486% | 13194.7906 | 2101.8426 | 136035.3182 | 130998.3014 | 133367.5006 | -565.9749 | 101.8% | 2369.1992 | 0.047711 | 16.71% | 10.85% | 2.073% | 1.969%
440 | 135146.3329 | 4826.6547 | 139972.9877 | 131785.3883 | 102.6% | 3360.9446 | 201.3314 | 0.034388 | 17.56% | 11.65% | 2.923% | 2.777% | 9931.3606 | 1858.4801 | 137004.813 | 128547.0035 | 133527.1405 | -1619.1924 | 103.9% | 4980.137 | 0.019417 | 19.07% | 13.09% | 4.441% | 4.218%
441 | 130920.1152 | 5040.5665 | 135960.6818 | 126398.5474 | 103.6% | 4521.5678 | 152.8211 | 0.022139 | 18.73% | 12.77% | 4.1% | 3.895% | 7302.6853 | 1000 | 131920.1152 | 121571.7436 | 128506.7133 | -2413.4019 | 105.7% | 6934.9697 | 0.0079886 | 21.17% | 15.09% | 6.539% | 6.211%
442 | 138591.8902 | 6116.4733 | 144708.3635 | 137634.2668 | 100.7% | 957.6234 | 330.0538 | 0.076092 | 15.43% | 9.634% | 0.7971% | 0.7575% | 16696.1131 | 2528.2429 | 141120.133 | 136389.2417 | 137969.3776 | -622.5126 | 101.2% | 1580.1359 | 0.063406 | 15.96% | 10.14% | 1.328% | 1.261%
443 | 136154.6406 | 4722.1263 | 140876.7669 | 135914.7015 | 100.2% | 239.9391 | 376.7387 | 0.093934 | 14.84% | 9.068% | 0.2019% | 0.1922% | 18722.5728 | 1000 | 137154.6406 | 135099.9397 | 135747.2597 | -407.3809 | 100.5% | 647.32 | 0.083536 | 15.18% | 9.398% | 0.5487% | 0.5217%
444 | 129523.2727 | 4502.4862 | 134025.7589 | 127646.0326 | 101.5% | 1877.2401 | 260.3833 | 0.055179 | 16.32% | 10.48% | 1.685% | 1.601% | 12309.8782 | 3122.8516 | 132646.1243 | 125196.7506 | 128298.6317 | -1224.641 | 102.5% | 3101.8811 | 0.035443 | 17.47% | 11.57% | 2.84% | 2.698%
445 | 138602.8055 | 3982.8392 | 142585.6447 | 137527.5811 | 100.8% | 1075.2244 | 322.3185 | 0.073336 | 15.53% | 9.727% | 0.8957% | 0.8512% | 16306.1026 | 5653.8021 | 144256.6076 | 137894.9178 | 138970.1422 | 367.3367 | 100.8% | 1075.2244 | 0.073391 | 15.53% | 9.725% | 0.8933% | 0.849%
446 | 131987.6601 | 7679.6697 | 139667.3298 | 130128.0799 | 101.4% | 1859.5802 | 264.1266 | 0.056276 | 16.27% | 10.43% | 1.638% | 1.556% | 12724.432 | 1000 | 132987.6601 | 126523.5128 | 130185.3766 | -1802.2835 | 102.9% | 3661.8637 | 0.030052 | 17.95% | 12.03% | 3.317% | 3.151%
447 | 132892.8757 | 5216.307 | 138109.1827 | 130739.4424 | 101.6% | 2153.4333 | 244.5237 | 0.050671 | 16.52% | 10.67% | 1.888% | 1.793% | 11860.8433 | 4538.0243 | 137430.9 | 128602.5359 | 131824.4224 | -1068.4533 | 102.5% | 3221.8866 | 0.034955 | 17.5% | 11.6% | 2.871% | 2.728%
448 | 132316.3076 | 4460.1003 | 136776.4078 | 129899.1059 | 101.9% | 2417.2017 | 233.9026 | 0.046753 | 16.77% | 10.9% | 2.133% | 2.026% | 11296.4317 | 4480.8867 | 136797.1943 | 132873.5297 | 135290.7314 | 2974.4238 | 101.8% | 2417.2017 | 0.047516 | 16.72% | 10.86% | 2.085% | 1.981%
449 | 141706.5112 | 3097.4101 | 144803.9213 | 140385.5528 | 100.9% | 1320.9584 | 308.0119 | 0.069142 | 15.71% | 9.901% | 1.078% | 1.024% | 15931.2603 | 4193.573 | 145900.0842 | 138897.6847 | 140962.5771 | -743.9341 | 101.5% | 2064.8924 | 0.054758 | 16.34% | 10.49% | 1.704% | 1.619%
450 | 124326.0424 | 6216.3021 | 130542.3445 | 120480.8308 | 103.2% | 3845.2117 | 171.0395 | 0.026304 | 18.29% | 12.35% | 3.658% | 3.475% | 7761.6043 | 4245.4034 | 128571.4458 | 120085.7826 | 124128.5184 | -197.5241 | 103.4% | 4042.7357 | 0.024098 | 18.49% | 12.54% | 3.859% | 3.665%
451 | 141142.3821 | 3232.2683 | 144374.6503 | 139848.8768 | 100.9% | 1293.5052 | 309.4522 | 0.069564 | 15.69% | 9.883% | 1.06% | 1.007% | 15942.038 | 4462.0524 | 145604.4345 | 140130.3631 | 141423.8683 | 281.4862 | 100.9% | 1293.5052 | 0.069613 | 15.69% | 9.881% | 1.058% | 1.005%
452 | 135966.6251 | 3113.7395 | 139080.3646 | 134198.9614 | 101.3% | 1767.6636 | 274.1844 | 0.059224 | 16.14% | 10.31% | 1.509% | 1.434% | 13607.1747 | 2056.4752 | 138023.1003 | 136025.3598 | 137793.0234 | 1826.3984 | 101.3% | 1767.6636 | 0.05969 | 16.12% | 10.29% | 1.489% | 1.415%
453 | 137069.149 | 5152.9755 | 142222.1245 | 134847.0041 | 101.6% | 2222.1449 | 244.4515 | 0.050657 | 16.52% | 10.67% | 1.889% | 1.794% | 12229.9661 | 4290.8375 | 141359.9865 | 131039.2296 | 135165.2617 | -1903.8873 | 103.1% | 4126.0322 | 0.026844 | 18.24% | 12.3% | 3.609% | 3.428%
454 | 131764.1338 | 4307.2126 | 136071.3464 | 128993.3406 | 102.1% | 2770.7932 | 220.3412 | 0.041486 | 17.1% | 11.21% | 2.462% | 2.339% | 10597.0674 | 2258.9257 | 134023.0595 | 129633.9957 | 132404.7889 | 640.6551 | 102.1% | 2770.7932 | 0.041681 | 17.08% | 11.2% | 2.45% | 2.327%
455 | 135174.5314 | 4332.517 | 139507.0484 | 131837.0823 | 102.5% | 3337.4491 | 202.2206 | 0.034625 | 17.53% | 11.63% | 2.901% | 2.756% | 9977.3013 | 4340.9598 | 139515.4912 | 130171.3472 | 134341.6638 | -832.8676 | 103.2% | 4170.3167 | 0.026151 | 18.31% | 12.36% | 3.672% | 3.488%
456 | 130771.9497 | 5944.1795 | 136716.1292 | 129737.0397 | 100.8% | 1034.91 | 320.8914 | 0.072918 | 15.55% | 9.745% | 0.9139% | 0.8685% | 15316.7106 | 3224.2552 | 133996.2049 | 126646.1 | 129226.4798 | -1545.4698 | 102% | 2580.3798 | 0.043513 | 16.97% | 11.09% | 2.335% | 2.218%
457 | 126579.0081 | 5921.8249 | 132500.833 | 125753.6488 | 100.7% | 825.3593 | 333.6015 | 0.077447 | 15.39% | 9.591% | 0.7519% | 0.7146% | 15412.8337 | 1357.6472 | 127936.6553 | 124171.7889 | 125788.0781 | -790.9299 | 101.3% | 1616.2892 | 0.059634 | 16.12% | 10.29% | 1.492% | 1.417%
458 | 126750.9212 | 8106.2602 | 134857.1814 | 122884.1212 | 103.1% | 3866.8 | 173.1607 | 0.026869 | 18.24% | 12.3% | 3.607% | 3.426% | 8011.1239 | 5110.4838 | 131861.405 | 124982.9829 | 128849.7829 | 2098.8617 | 103.1% | 3866.8 | 0.027535 | 18.18% | 12.24% | 3.546% | 3.368%
459 | 130774.4306 | 5612.1445 | 136386.5751 | 128024.2829 | 102.1% | 2750.1477 | 220.3312 | 0.041484 | 17.1% | 11.22% | 2.462% | 2.339% | 10516.9958 | 2939.395 | 133713.8256 | 129323.8794 | 132074.0271 | 1299.5965 | 102.1% | 2750.1477 | 0.04188 | 17.07% | 11.19% | 2.437% | 2.315%
460 | 129754.3602 | 6829.1769 | 136583.5371 | 127969.9214 | 101.4% | 1784.4388 | 267.2414 | 0.057189 | 16.23% | 10.39% | 1.598% | 1.518% | 12656.6417 | 2049.0578 | 131803.418 | 127699.2949 | 129619.047 | -135.3132 | 101.5% | 1919.752 | 0.054318 | 16.36% | 10.51% | 1.723% | 1.637%
461 | 137420.6858 | 2252.7981 | 139673.4839 | 137762.4842 | 99.75% | -341.7984 | 414.9175 | 0.11052 | 14.35% | 8.606% | -0.2849% | -0.2701% | 20811.659 | 1358.0692 | 138778.755 | 140791.581 | 138778.755 | 1358.0692 | 98.57% | -2012.826 | 0.17582 | 12.99% | 7.32% | -1.639% | -1.557%
462 | 131865.2648 | 2911.5493 | 134776.8141 | 131084.8192 | 100.6% | 780.4456 | 339.0837 | 0.079542 | 15.32% | 9.524% | 0.682% | 0.6482% | 16320.3748 | 3899.6426 | 135764.9074 | 126868.206 | 129756.9582 | -2108.3066 | 102.3% | 2888.7522 | 0.039122 | 17.24% | 11.36% | 2.61% | 2.479%
463 | 135559.9529 | 6580.0109 | 142139.9638 | 133513.6934 | 101.5% | 2046.2595 | 254.818 | 0.053546 | 16.39% | 10.54% | 1.756% | 1.669% | 12608.2371 | 1000 | 136559.9529 | 134996.4557 | 136559.9529 | 1000 | 101.2% | 1563.4971 | 0.063416 | 15.96% | 10.14% | 1.327% | 1.261%
464 | 131464.3518 | 2605.8596 | 134070.2114 | 128775.307 | 102.1% | 2689.0448 | 223.1586 | 0.042584 | 17.03% | 11.15% | 2.393% | 2.274% | 10708.1531 | 2534.5189 | 133998.8707 | 129166.5665 | 131855.6113 | 391.2595 | 102.1% | 2689.0448 | 0.0427 | 17.02% | 11.14% | 2.386% | 2.267%
465 | 135860.4282 | 1021.507 | 136881.9352 | 135567.7577 | 100.2% | 292.6705 | 373.2009 | 0.092582 | 14.88% | 9.111% | 0.247% | 0.235% | 18506.6826 | 1686.4089 | 137546.8371 | 130994.137 | 133573.6179 | -2286.8104 | 102% | 2579.4809 | 0.044766 | 16.89% | 11.02% | 2.257% | 2.144%
466 | 138117.7968 | 5353.403 | 143471.1998 | 133406.3553 | 103.5% | 4711.4414 | 154.9737 | 0.022557 | 18.68% | 12.72% | 4.048% | 3.845% | 7812.6876 | 3195.0272 | 141312.8239 | 134531.8679 | 139243.3093 | 1125.5126 | 103.5% | 4711.4414 | 0.022828 | 18.65% | 12.69% | 4.014% | 3.813%
467 | 139498.0694 | 4131.6246 | 143629.694 | 138730.8551 | 100.6% | 767.2143 | 342.8868 | 0.080997 | 15.27% | 9.478% | 0.6334% | 0.6021% | 17458.6949 | 1260.9035 | 140758.9729 | 143118.2195 | 140758.9729 | 1260.9035 | 98.35% | -2359.2466 | 0.19012 | 12.74% | 7.081% | -1.89% | -1.795%
468 | 139108.2114 | 2910.5327 | 142018.744 | 138048.9574 | 100.8% | 1059.2539 | 323.6223 | 0.073719 | 15.51% | 9.712% | 0.8791% | 0.8354% | 16431.7615 | 1000 | 140108.2114 | 139735.9442 | 140108.2114 | 1000 | 100.3% | 372.2672 | 0.090846 | 14.94% | 9.166% | 0.3049% | 0.2901%
469 | 135699.1799 | 4459.9605 | 140159.1404 | 131012.5583 | 103.6% | 4686.6217 | 152.8211 | 0.022139 | 18.73% | 12.77% | 4.1% | 3.895% | 7569.2601 | 2049.5885 | 137748.7684 | 130398.1083 | 135391.955 | -307.225 | 103.8% | 4993.8466 | 0.019825 | 19.02% | 13.05% | 4.39% | 4.17%
470 | 134912.0147 | 6132.3643 | 141044.379 | 133071.0761 | 101.4% | 1840.9386 | 268.2299 | 0.057478 | 16.22% | 10.38% | 1.585% | 1.506% | 13208.4157 | 5275.5003 | 140187.515 | 133393.6634 | 135234.602 | 322.5873 | 101.4% | 1840.9386 | 0.057567 | 16.21% | 10.38% | 1.582% | 1.503%
471 | 144071.0558 | 5863.3569 | 149934.4128 | 143598.9721 | 100.3% | 472.0837 | 363.0534 | 0.088703 | 15.01% | 9.234% | 0.3763% | 0.3579% | 19091.5007 | 1000 | 145071.0558 | 142588.9445 | 143566.042 | -505.0138 | 100.7% | 977.0975 | 0.076453 | 15.42% | 9.622% | 0.785% | 0.7461%
472 | 125942.4118 | 7167.2159 | 133109.6278 | 122796.0566 | 102.6% | 3146.3552 | 200.7681 | 0.034237 | 17.57% | 11.67% | 2.937% | 2.79% | 9229.1052 | 4587.4743 | 130529.8862 | 119915.9852 | 124502.3761 | -1440.0357 | 103.8% | 4586.3909 | 0.019871 | 19.02% | 13.04% | 4.384% | 4.164%
473 | 139773.0263 | 3194.812 | 142967.8383 | 139681.8381 | 100.1% | 91.1881 | 386.7413 | 0.097757 | 14.71% | 8.947% | 0.07432% | 0.07108% | 19730.4393 | 3802.9575 | 143575.9838 | 136664.2152 | 138264.2148 | -1508.8115 | 101.2% | 1599.9996 | 0.063084 | 15.97% | 10.15% | 1.342% | 1.275%
474 | 134801.1469 | 3851.4613 | 138652.6082 | 134773.5889 | 100% | 27.558 | 390.7723 | 0.099297 | 14.66% | 8.898% | 0.02293% | 0.02226% | 19226.9425 | 2906.5651 | 137707.7119 | 131484.6692 | 133156.687 | -1644.4599 | 101.3% | 1672.0178 | 0.060425 | 16.09% | 10.26% | 1.457% | 1.385%
475 | 129389.6883 | 9900.3424 | 139290.0307 | 126104.3707 | 102.6% | 3285.3176 | 198.7371 | 0.033695 | 17.62% | 11.71% | 2.986% | 2.836% | 9385.8054 | 7760.9682 | 137150.6565 | 121170.4924 | 126922.7492 | -2466.9391 | 104.7% | 5752.2568 | 0.012559 | 20.07% | 14.04% | 5.441% | 5.169%
476 | 125255.9629 | 7651.8761 | 132907.8389 | 121936.078 | 102.7% | 3319.8849 | 193.1918 | 0.032215 | 17.75% | 11.84% | 3.121% | 2.964% | 8832.4235 | 2254.6244 | 127510.5872 | 122638.8019 | 125958.6868 | 702.724 | 102.7% | 3319.8849 | 0.032412 | 17.74% | 11.82% | 3.103% | 2.947%
477 | 125014.6018 | 7488.5138 | 132503.1156 | 123005.5388 | 101.6% | 2009.063 | 245.7682 | 0.050925 | 16.51% | 10.65% | 1.872% | 1.778% | 11214.4839 | 5523.7824 | 130538.3842 | 120786.4007 | 123905.0327 | -1109.5691 | 102.6% | 3118.6321 | 0.033989 | 17.59% | 11.69% | 2.959% | 2.811%
478 | 132171.4607 | 4054.3393 | 136225.8 | 128522.276 | 102.8% | 3649.1847 | 187.6781 | 0.030744 | 17.89% | 11.97% | 3.254% | 3.091% | 9054.0741 | 5789.9702 | 137961.431 | 129582.354 | 133231.5387 | 1060.078 | 102.8% | 3649.1847 | 0.031037 | 17.86% | 11.94% | 3.228% | 3.066%
479 | 132444.8398 | 4972.895 | 137417.7347 | 130432.8169 | 101.5% | 2012.0229 | 253.922 | 0.053283 | 16.4% | 10.56% | 1.768% | 1.679% | 12275.1892 | 4373.0096 | 136817.8494 | 125240.4176 | 129848.6401 | -2596.1997 | 103.7% | 4608.2225 | 0.021202 | 18.85% | 12.88% | 4.217% | 4.006%
480 | 127574.5903 | 4051.5601 | 131626.1504 | 124689.258 | 102.3% | 2885.3323 | 212.496 | 0.038442 | 17.29% | 11.4% | 2.652% | 2.519% | 9894.8182 | 1000 | 128574.5903 | 126311.7095 | 128574.5903 | 1000 | 101.8% | 2262.8808 | 0.048024 | 16.69% | 10.83% | 2.053% | 1.951%
481 | 132572.6356 | 4983.9337 | 137556.5692 | 129861.3995 | 102.1% | 2711.236 | 223.181 | 0.042591 | 17.03% | 11.15% | 2.393% | 2.273% | 10799.5071 | 6357.0672 | 138929.7028 | 131993.5884 | 134704.8244 | 2132.1888 | 102.1% | 2711.236 | 0.043209 | 16.99% | 11.11% | 2.354% | 2.236%
482 | 129267.3975 | 4616.6928 | 133884.0902 | 126215.8502 | 102.4% | 3051.5473 | 207.5952 | 0.036541 | 17.4% | 11.51% | 2.771% | 2.632% | 9794.8823 | 1075.4235 | 130342.821 | 128972.0649 | 130342.821 | 1075.4235 | 101.1% | 1370.7561 | 0.065929 | 15.85% | 10.03% | 1.218% | 1.157%
483 | 139394.7086 | 3931.3933 | 143326.1019 | 137839.0046 | 101.1% | 1555.7039 | 291.1367 | 0.064194 | 15.93% | 10.11% | 1.293% | 1.229% | 14812.7618 | 3742.8752 | 143137.5838 | 142007.3817 | 143137.5838 | 3742.8752 | 100.8% | 1130.2021 | 0.072966 | 15.55% | 9.743% | 0.9118% | 0.8665%
484 | 140481.0513 | 5437.9762 | 145919.0275 | 140813.8905 | 99.76% | -332.8392 | 413.8621 | 0.10994 | 14.36% | 8.619% | -0.2715% | -0.2573% | 21221.0185 | 3279.8835 | 143760.9348 | 140581.9365 | 140365.0743 | -115.977 | 99.85% | -216.8622 | 0.10589 | 14.46% | 8.708% | -0.1773% | -0.168%
485 | 131259.0425 | 7637.5451 | 138896.5877 | 129899.724 | 101% | 1359.3185 | 298.5238 | 0.066361 | 15.83% | 10.02% | 1.199% | 1.139% | 14302.1428 | 4237.9964 | 135497.039 | 130274.1466 | 131633.4651 | 374.4226 | 101% | 1359.3185 | 0.066441 | 15.83% | 10.01% | 1.196% | 1.136%
486 | 138675.083 | 3852.0856 | 142527.1687 | 137825.4584 | 100.6% | 849.6247 | 337.187 | 0.078817 | 15.34% | 9.547% | 0.7061% | 0.6712% | 17067.1955 | 2391.8468 | 141066.9299 | 137899.2029 | 138748.8276 | 73.7446 | 100.6% | 849.6247 | 0.078829 | 15.34% | 9.547% | 0.7058% | 0.6708%
487 | 140326.3291 | 3694.2315 | 144020.5606 | 139627.0234 | 100.5% | 699.3057 | 347.5859 | 0.08279 | 15.21% | 9.421% | 0.5736% | 0.5453% | 17803.0396 | 2478.872 | 142805.2011 | 138082.2842 | 139553.9595 | -772.3696 | 101.1% | 1471.6753 | 0.065851 | 15.85% | 10.04% | 1.221% | 1.16%
488 | 130015.0117 | 5920.6502 | 135935.6619 | 128375.1792 | 101.3% | 1639.8325 | 277.7661 | 0.060274 | 16.1% | 10.27% | 1.464% | 1.391% | 13181.5211 | 1536.3446 | 131551.3563 | 125817.8765 | 128736.3603 | -1278.6514 | 102.3% | 2918.4839 | 0.03834 | 17.29% | 11.4% | 2.659% | 2.526%
489 | 131214.7105 | 9093.866 | 140308.5765 | 128096.4035 | 102.4% | 3118.307 | 206.8113 | 0.036236 | 17.42% | 11.53% | 2.79% | 2.65% | 9904.8881 | 8155.9798 | 139370.6903 | 124619.013 | 129476.0153 | -1738.6953 | 103.9% | 4857.0023 | 0.019203 | 19.1% | 13.12% | 4.467% | 4.243%
490 | 133293.8509 | 6463.8051 | 139757.656 | 130254.6952 | 102.3% | 3039.1557 | 211.59 | 0.03809 | 17.31% | 11.42% | 2.674% | 2.54% | 10294.3323 | 5588.1448 | 138881.9956 | 130513.9077 | 133553.0634 | 259.2125 | 102.3% | 3039.1557 | 0.038175 | 17.3% | 11.41% | 2.669% | 2.535%
491 | 137729.8846 | 5411.96 | 143141.8447 | 135702.7012 | 101.5% | 2027.1834 | 258.3025 | 0.054568 | 16.35% | 10.5% | 1.712% | 1.626% | 12985.2311 | 1000 | 138729.8846 | 134771.2714 | 137264.1697 | -465.7149 | 101.8% | 2492.8983 | 0.046956 | 16.75% | 10.89% | 2.12% | 2.014%
492 | 142902.4342 | 2506.6226 | 145409.0568 | 140480.6566 | 101.7% | 2421.7775 | 240.3722 | 0.049263 | 16.61% | 10.75% | 1.976% | 1.877% | 12537.6654 | 1191.4884 | 144093.9226 | 140648.3151 | 143070.0926 | 167.6584 | 101.7% | 2421.7775 | 0.049301 | 16.61% | 10.75% | 1.973% | 1.875%
493 | 130926.4466 | 7085.948 | 138012.3946 | 127199.6645 | 102.9% | 3726.7821 | 183.4052 | 0.029603 | 17.99% | 12.07% | 3.358% | 3.19% | 8764.5977 | 7646.3689 | 138572.8155 | 127517.7747 | 131244.5567 | 318.1101 | 102.9% | 3726.7821 | 0.029695 | 17.98% | 12.06% | 3.35% | 3.182%
494 | 131183.0047 | 5084.6126 | 136267.6173 | 127155.8605 | 103.2% | 4027.1442 | 172.1951 | 0.026612 | 18.26% | 12.32% | 3.63% | 3.448% | 8245.0114 | 2212.3635 | 133395.3681 | 126849.0787 | 131029.6138 | -153.3909 | 103.3% | 4180.5351 | 0.024991 | 18.41% | 12.46% | 3.777% | 3.588%
495 | 129268.4516 | 5679.4831 | 134947.9347 | 125865.935 | 102.7% | 3402.5165 | 194.1077 | 0.032459 | 17.73% | 11.82% | 3.098% | 2.943% | 9158.5804 | 1163.111 | 130431.5626 | 125039.3999 | 128855.184 | -413.2676 | 103.1% | 3815.7841 | 0.028067 | 18.13% | 12.2% | 3.498% | 3.323%
496 | 134028.0189 | 4380.1005 | 138408.1194 | 131209.6197 | 102.1% | 2818.3992 | 220.3412 | 0.041486 | 17.1% | 11.21% | 2.462% | 2.339% | 10779.1393 | 1199.7058 | 135227.7247 | 128255.7286 | 132551.0733 | -1476.9456 | 103.3% | 4295.3448 | 0.024318 | 18.47% | 12.52% | 3.839% | 3.646%
497 | 133006.7629 | 4762.3308 | 137769.0937 | 128413.1288 | 103.6% | 4593.6341 | 152.8211 | 0.022139 | 18.73% | 12.77% | 4.1% | 3.895% | 7419.0779 | 3676.0754 | 136682.8383 | 128166.1566 | 132883.2768 | -123.4861 | 103.7% | 4717.1202 | 0.021193 | 18.85% | 12.88% | 4.219% | 4.007%
498 | 137236.258 | 5312.3713 | 142548.6293 | 137106.5873 | 100.1% | 129.6707 | 384.1075 | 0.09675 | 14.74% | 8.979% | 0.1079% | 0.103% | 19240.42 | 1000 | 138236.258 | 141254.5832 | 138236.258 | 1000 | 97.86% | -3018.3252 | 0.22802 | 12.18% | 6.55% | -2.45% | -2.326%
499 | 131905.693 | 6124.3017 | 138029.9947 | 131163.587 | 100.6% | 742.106 | 341.7418 | 0.080558 | 15.28% | 9.492% | 0.6481% | 0.616% | 16453.3586 | 5114.5503 | 137020.2434 | 135041.7979 | 135783.9039 | 3878.2109 | 100.5% | 742.106 | 0.081117 | 15.26% | 9.475% | 0.6294% | 0.5983%
500 | 136930.2737 | 3026.0834 | 139956.3571 | 137458.9784 | 99.62% | -528.7047 | 427.1917 | 0.11724 | 14.19% | 8.457% | -0.4414% | -0.4188% | 21350.8496 | 1000 | 137930.2737 | 140320.02 | 137930.2737 | 1000 | 98.3% | -2389.7463 | 0.19368 | 12.68% | 7.022% | -1.953% | -1.854%
501 | 124544.4981 | 8593.2586 | 133137.7566 | 120687.9929 | 103.2% | 3856.5051 | 170.861 | 0.026255 | 18.3% | 12.36% | 3.663% | 3.479% | 7767.1246 | 2125.3092 | 126669.8073 | 120945.029 | 124801.5342 | 257.0361 | 103.2% | 3856.5051 | 0.026341 | 18.29% | 12.35% | 3.655% | 3.472%
502 | 137257.7202 | 3921.6491 | 141179.3693 | 137169.9824 | 100.1% | 87.7378 | 386.8599 | 0.097802 | 14.71% | 8.946% | 0.07281% | 0.06964% | 19381.3226 | 1226.9259 | 138484.6461 | 136373.3401 | 136859.399 | -398.3211 | 100.4% | 486.0589 | 0.087753 | 15.04% | 9.264% | 0.4081% | 0.3881%
503 | 132631.1048 | 4480.5981 | 137111.7029 | 130609.1991 | 101.5% | 2021.9057 | 253.4242 | 0.053139 | 16.41% | 10.56% | 1.774% | 1.685% | 12268.3544 | 2936.3184 | 135567.4232 | 128821.9028 | 131737.4566 | -893.6481 | 102.3% | 2915.5538 | 0.039373 | 17.23% | 11.34% | 2.594% | 2.464%
504 | 135402.8247 | 5691.4572 | 141094.2819 | 132579.2282 | 102.1% | 2823.5964 | 221.1974 | 0.041821 | 17.07% | 11.19% | 2.441% | 2.319% | 10932.0224 | 2759.8829 | 138162.7075 | 133538.4412 | 136362.0376 | 959.2129 | 102.1% | 2823.5964 | 0.042102 | 17.06% | 11.18% | 2.423% | 2.302%
505 | 129652.6306 | 8103.2894 | 137755.92 | 127474.7611 | 101.7% | 2177.8694 | 241.1 | 0.049546 | 16.59% | 10.74% | 1.958% | 1.86% | 11409.6257 | 4934.4511 | 134587.0816 | 127595.165 | 129773.0345 | 120.4039 | 101.7% | 2177.8694 | 0.049576 | 16.59% | 10.73% | 1.956% | 1.858%
506 | 137245.3535 | 1769.8697 | 139015.2233 | 134919.4469 | 101.7% | 2325.9066 | 240.3722 | 0.049263 | 16.61% | 10.75% | 1.976% | 1.877% | 12041.3366 | 1000 | 138245.3535 | 137413.6733 | 138245.3535 | 1000 | 100.6% | 831.6802 | 0.079203 | 15.33% | 9.535% | 0.6933% | 0.659%
507 | 121831.5965 | 7723.22 | 129554.8165 | 117794.2227 | 103.4% | 4037.3738 | 159.8897 | 0.023512 | 18.56% | 12.61% | 3.929% | 3.732% | 7110.0606 | 5933.053 | 127764.6495 | 119768.2823 | 123805.6561 | 1974.0596 | 103.4% | 4037.3738 | 0.024042 | 18.5% | 12.55% | 3.864% | 3.67%
508 | 126661.6647 | 4524.6678 | 131186.3325 | 123796.9799 | 102.3% | 2864.6848 | 212.496 | 0.038442 | 17.29% | 11.4% | 2.652% | 2.519% | 9824.0108 | 3953.8162 | 130615.4809 | 122444.717 | 125985.5333 | -676.1314 | 102.9% | 3540.8162 | 0.030083 | 17.95% | 12.02% | 3.314% | 3.148%
509 | 144462.8075 | 2729.2669 | 147192.0743 | 144836.6671 | 99.74% | -373.8597 | 415.8227 | 0.11101 | 14.34% | 8.595% | -0.2964% | -0.281% | 21925.8863 | 2665.0734 | 147127.8809 | 146430.1921 | 146430.1921 | 1967.3846 | 100% | 0 | 0.1 | 14.63% | 8.876% | -0.0005144% | 0%
510 | 140322.2712 | 3980.7737 | 144303.0449 | 137756.6578 | 101.9% | 2565.6134 | 233.8273 | 0.046723 | 16.77% | 10.9% | 2.134% | 2.028% | 11976.0795 | 5514.2363 | 145836.5076 | 140100.3761 | 142665.9895 | 2343.7183 | 101.8% | 2565.6134 | 0.047295 | 16.73% | 10.87% | 2.099% | 1.994%
511 | 133441.9342 | 3399.7945 | 136841.7287 | 132149.5121 | 101% | 1292.4221 | 304.6808 | 0.068165 | 15.75% | 9.941% | 1.121% | 1.065% | 14839.8778 | 1000 | 134441.9342 | 130130.1484 | 132432.2524 | -1009.6818 | 101.8% | 2302.1039 | 0.048435 | 16.66% | 10.8% | 2.027% | 1.926%
512 | 135399.6106 | 4339.7311 | 139739.3417 | 135991.8145 | 99.56% | -592.2038 | 431.7629 | 0.11975 | 14.13% | 8.402% | -0.4997% | -0.4741% | 21338.0926 | 2882.8578 | 138282.4684 | 135080.5581 | 134943.9824 | -455.6282 | 99.9% | -136.5756 | 0.10349 | 14.52% | 8.766% | -0.1164% | -0.1101%
513 | 141224.2053 | 6525.5494 | 147749.7548 | 140429.673 | 100.6% | 794.5323 | 341.7418 | 0.080558 | 15.28% | 9.492% | 0.6481% | 0.616% | 17615.7105 | 1297.3049 | 142521.5102 | 139758.6295 | 140888.6836 | -335.5218 | 100.8% | 1130.0541 | 0.072631 | 15.56% | 9.757% | 0.9264% | 0.8803%
514 | 136690.6519 | 2867.4584 | 139558.1103 | 137514.3923 | 99.4% | -823.7404 | 446.4666 | 0.12781 | 13.95% | 8.224% | -0.6872% | -0.6522% | 22275.1516 | 1096.7648 | 137787.4167 | 135618.2638 | 135742.5877 | -948.0642 | 100.1% | 124.3239 | 0.09685 | 14.74% | 8.976% | 0.1046% | 0.09981%
515 | 137759.509 | 6421.9326 | 144181.4416 | 134862.4672 | 102.1% | 2897.0419 | 220.3312 | 0.041484 | 17.1% | 11.22% | 2.462% | 2.339% | 11078.742 | 3566.6949 | 141326.2039 | 134640.8172 | 137648.6841 | -110.825 | 102.2% | 3007.8668 | 0.03991 | 17.19% | 11.31% | 2.56% | 2.432%
516 | 141893.9568 | 5741.374 | 147635.3308 | 140133.6436 | 101.3% | 1760.3132 | 279.6714 | 0.060833 | 16.07% | 10.24% | 1.439% | 1.368% | 14484.5433 | 3629.2528 | 145523.2095 | 139847.0011 | 141750.6355 | -143.3213 | 101.4% | 1903.6344 | 0.058064 | 16.19% | 10.36% | 1.56% | 1.482%
517 | 129317.383 | 6031.2402 | 135348.6232 | 126977.2533 | 101.8% | 2340.1297 | 234.7472 | 0.04708 | 16.75% | 10.88% | 2.112% | 2.007% | 11080.2642 | 3462.3284 | 132779.7114 | 126230.882 | 128944.1974 | -373.1856 | 102.1% | 2713.3154 | 0.041459 | 17.1% | 11.22% | 2.464% | 2.34%
518 | 134885.3128 | 6565.7298 | 141451.0425 | 131809.871 | 102.3% | 3075.4417 | 211.59 | 0.03809 | 17.31% | 11.42% | 2.674% | 2.54% | 10417.2415 | 1000 | 135885.3128 | 131784.4514 | 134872.6029 | -12.7098 | 102.3% | 3088.1516 | 0.037905 | 17.32% | 11.43% | 2.686% | 2.551%
519 | 137266.7918 | 3000.367 | 140267.1589 | 136446.0158 | 100.6% | 820.776 | 338.5276 | 0.07933 | 15.32% | 9.531% | 0.689% | 0.6549% | 16961.0392 | 2313.8213 | 139580.6131 | 137231.5602 | 138052.3362 | 785.5444 | 100.6% | 820.776 | 0.079448 | 15.32% | 9.527% | 0.6851% | 0.6512%
520 | 127253.7403 | 10456.9988 | 137710.7391 | 122554.9472 | 103.8% | 4698.7932 | 140.685 | 0.019785 | 19.03% | 13.05% | 4.395% | 4.174% | 6534.4837 | 7390.0145 | 134643.7549 | 120741.2525 | 126346.893 | -906.8473 | 104.6% | 5605.6405 | 0.013278 | 19.95% | 13.93% | 5.322% | 5.055%
521 | 136906.8849 | 8115.0893 | 145021.9742 | 132369.9316 | 103.4% | 4536.9533 | 159.8897 | 0.023512 | 18.56% | 12.61% | 3.929% | 3.732% | 7989.8505 | 5486.4909 | 142393.3758 | 132706.1512 | 137243.1045 | 336.2196 | 103.4% | 4536.9533 | 0.023592 | 18.55% | 12.6% | 3.919% | 3.722%
522 | 129777.846 | 5030.1491 | 134807.9951 | 125798.614 | 103.2% | 3979.232 | 172.3801 | 0.026662 | 18.26% | 12.32% | 3.626% | 3.444% | 8165.4594 | 1812.6994 | 131590.5454 | 128766.2794 | 131590.5454 | 1812.6994 | 102.2% | 2824.266 | 0.040656 | 17.15% | 11.26% | 2.514% | 2.388%
523 | 146416.5691 | 2876.2271 | 149292.7963 | 146795.485 | 99.74% | -378.9159 | 415.8227 | 0.11101 | 14.34% | 8.595% | -0.2964% | -0.281% | 22222.4191 | 1000 | 147416.5691 | 146597.6152 | 146317.6342 | -98.9349 | 99.81% | -279.9809 | 0.1077 | 14.41% | 8.668% | -0.2194% | -0.2079%
524 | 136760.46 | 3923.7352 | 140684.1952 | 133884.6019 | 102.1% | 2875.8581 | 220.3412 | 0.041486 | 17.1% | 11.21% | 2.462% | 2.339% | 10998.8946 | 2822.9896 | 139583.4496 | 131738.1304 | 135687.2243 | -1073.2357 | 103% | 3949.0939 | 0.028748 | 18.07% | 12.14% | 3.436% | 3.264%
525 | 134859.1446 | 4448.4315 | 139307.5762 | 130201.5351 | 103.6% | 4657.6095 | 152.8211 | 0.022139 | 18.73% | 12.77% | 4.1% | 3.895% | 7522.4032 | 2472.9859 | 137332.1305 | 126502.892 | 133009.8231 | -1849.3216 | 105.1% | 6506.931 | 0.0099164 | 20.53% | 14.48% | 5.896% | 5.6%
526 | 131000.7047 | 6849.71 | 137850.4147 | 128555.296 | 101.9% | 2445.4087 | 231.9472 | 0.045994 | 16.81% | 10.95% | 2.18% | 2.071% | 11090.615 | 1000 | 132000.7047 | 129781.6236 | 132000.7047 | 1000 | 101.7% | 2219.0811 | 0.049521 | 16.59% | 10.74% | 1.96% | 1.862%
527 | 134764.172 | 6934.3588 | 141698.5308 | 133663.5634 | 100.8% | 1100.6086 | 318.5748 | 0.07224 | 15.58% | 9.773% | 0.9434% | 0.8965% | 15670.3494 | 2540.5597 | 137304.7317 | 136708.8063 | 137304.7317 | 2540.5597 | 100.4% | 595.9254 | 0.085021 | 15.13% | 9.351% | 0.4992% | 0.4746%
528 | 131484.4522 | 7534.4578 | 139018.91 | 127811.8349 | 102.9% | 3672.6173 | 186.0634 | 0.030314 | 17.93% | 12% | 3.293% | 3.129% | 8929.5236 | 3987.8248 | 135472.277 | 125673.3002 | 130415.1849 | -1069.2673 | 103.8% | 4741.8847 | 0.020343 | 18.96% | 12.98% | 4.325% | 4.108%
529 | 137490.101 | 3950.865 | 141440.966 | 136718.282 | 100.6% | 771.819 | 341.8548 | 0.080601 | 15.28% | 9.491% | 0.6466% | 0.6146% | 17155.603 | 6775.6211 | 144265.7221 | 134911.4554 | 136586.6877 | -903.4133 | 101.2% | 1675.2323 | 0.061214 | 16.06% | 10.23% | 1.423% | 1.352%
530 | 143812.9055 | 3268.4751 | 147081.3806 | 145118.5123 | 99.1% | -1305.6068 | 473.4993 | 0.14263 | 13.6% | 7.897% | -1.032% | -0.9795% | 24854.7873 | 1000 | 144812.9055 | 146318.2081 | 144812.9055 | 1000 | 98.97% | -1505.3026 | 0.14963 | 13.45% | 7.756% | -1.18% | -1.12%
531 | 136604.3177 | 5863.2722 | 142467.5899 | 134390.7431 | 101.6% | 2213.5745 | 244.5237 | 0.050671 | 16.52% | 10.67% | 1.888% | 1.793% | 12192.0938 | 4608.3261 | 141212.6438 | 134499.413 | 136712.9875 | 108.6698 | 101.6% | 2213.5745 | 0.050696 | 16.52% | 10.67% | 1.886% | 1.792%
532 | 126494.3437 | 7007.281 | 133501.6247 | 123380.4384 | 102.5% | 3113.9053 | 202.5801 | 0.034722 | 17.53% | 11.62% | 2.893% | 2.748% | 9353.2095 | 3329.1675 | 129823.5113 | 123482.3389 | 126596.2443 | 101.9005 | 102.5% | 3113.9053 | 0.034748 | 17.52% | 11.62% | 2.89% | 2.746%
533 | 134290.3449 | 2935.3081 | 137225.653 | 133478.5967 | 100.6% | 811.7483 | 337.9334 | 0.079103 | 15.33% | 9.538% | 0.6966% | 0.6621% | 16564.1338 | 3770.9154 | 138061.2603 | 135484.8294 | 136296.5776 | 2006.2327 | 100.6% | 811.7483 | 0.079412 | 15.32% | 9.529% | 0.6863% | 0.6523%
534 | 139209.1377 | 2187.06 | 141396.1977 | 136849.9507 | 101.7% | 2359.187 | 240.3722 | 0.049263 | 16.61% | 10.75% | 1.976% | 1.877% | 12213.6309 | 1757.1805 | 140966.3181 | 137362.4824 | 139721.6694 | 512.5317 | 101.7% | 2359.187 | 0.049381 | 16.6% | 10.75% | 1.968% | 1.87%
535 | 132730.8366 | 7210.6582 | 139941.4948 | 128952.6931 | 102.9% | 3778.1435 | 183.4052 | 0.029603 | 17.99% | 12.07% | 3.358% | 3.19% | 8885.3888 | 3271.6562 | 136002.4928 | 132223.1951 | 136001.3386 | 3270.502 | 102.9% | 3778.1435 | 0.030516 | 17.91% | 11.99% | 3.275% | 3.111%
536 | 132274.3879 | 4955.0925 | 137229.4804 | 129282.7611 | 102.3% | 2991.6268 | 212.496 | 0.038442 | 17.29% | 11.4% | 2.652% | 2.519% | 10259.3394 | 4086.402 | 136360.7899 | 132299.208 | 135290.8348 | 3016.4468 | 102.3% | 2991.6268 | 0.03941 | 17.22% | 11.34% | 2.592% | 2.462%
537 | 138551.6287 | 4017.5158 | 142569.1445 | 137789.6196 | 100.6% | 762.009 | 342.8868 | 0.080997 | 15.27% | 9.478% | 0.6334% | 0.6021% | 17340.2444 | 4980.4045 | 143532.0332 | 135247.3622 | 137280.4999 | -1271.1287 | 101.5% | 2033.1378 | 0.054319 | 16.36% | 10.51% | 1.723% | 1.637%
538 | 137773.4811 | 1687.7598 | 139461.2409 | 137479.9897 | 100.2% | 293.4914 | 373.4211 | 0.092664 | 14.88% | 9.109% | 0.2442% | 0.2324% | 18778.3472 | 1123.381 | 138896.8621 | 139494.832 | 138896.8621 | 1123.381 | 99.57% | -597.9699 | 0.11941 | 14.14% | 8.409% | -0.4919% | -0.4667%
539 | 134983.0709 | 4326.3805 | 139309.4514 | 132555.832 | 101.8% | 2427.239 | 235.3067 | 0.047298 | 16.73% | 10.87% | 2.099% | 1.994% | 11593.2844 | 1422.6432 | 136405.7141 | 132433.5728 | 134921.9414 | -61.1296 | 101.9% | 2488.3685 | 0.04642 | 16.79% | 10.92% | 2.153% | 2.046%
540 | 126365.5947 | 7482.1734 | 133847.7681 | 123236.9233 | 102.5% | 3128.6714 | 201.8781 | 0.034534 | 17.54% | 11.64% | 2.91% | 2.764% | 9311.3121 | 1000 | 127365.5947 | 123500.6221 | 126629.2935 | 263.6988 | 102.5% | 3128.6714 | 0.034602 | 17.54% | 11.63% | 2.904% | 2.758%
541 | 135859.3442 | 6375.0197 | 142234.3639 | 134749.7914 | 100.8% | 1109.5528 | 318.5748 | 0.07224 | 15.58% | 9.773% | 0.9434% | 0.8965% | 15797.6958 | 4076.2087 | 139935.5529 | 137998.9919 | 139108.5447 | 3249.2004 | 100.8% | 1109.5528 | 0.072751 | 15.55% | 9.752% | 0.9212% | 0.8754%
542 | 142060.0533 | 3946.1126 | 146006.1659 | 140803.2996 | 100.9% | 1256.7537 | 312.3626 | 0.070417 | 15.66% | 9.848% | 1.023% | 0.9718% | 16196.5986 | 1745.3465 | 143805.3999 | 141710.7795 | 142967.5332 | 907.4799 | 100.9% | 1256.7537 | 0.070568 | 15.65% | 9.842% | 1.016% | 0.9656%
543 | 136083.6394 | 3110.4832 | 139194.1226 | 135803.5497 | 100.2% | 280.0897 | 374.0675 | 0.092913 | 14.87% | 9.101% | 0.2359% | 0.2246% | 18580.1326 | 1000 | 137083.6394 | 134246.6668 | 135305.198 | -778.4414 | 100.8% | 1058.5312 | 0.07316 | 15.54% | 9.735% | 0.9034% | 0.8585%
544 | 132918.7812 | 4583.4062 | 137502.1874 | 131511.8008 | 101.1% | 1406.9803 | 296.4227 | 0.065744 | 15.86% | 10.04% | 1.226% | 1.165% | 14381.0525 | 4398.4632 | 137317.2444 | 132402.045 | 133809.0253 | 890.2442 | 101.1% | 1406.9803 | 0.065934 | 15.85% | 10.03% | 1.218% | 1.157%
545 | 130221.2095 | 6585.5332 | 136806.7427 | 127864.7241 | 101.8% | 2356.4854 | 234.7472 | 0.04708 | 16.75% | 10.88% | 2.112% | 2.007% | 11157.7065 | 2449.1097 | 132670.3192 | 126155.9973 | 129366.8461 | -854.3634 | 102.5% | 3210.8488 | 0.034453 | 17.55% | 11.65% | 2.917% | 2.771%
546 | 139425.7029 | 6271.0309 | 145696.7338 | 136518.2162 | 102.1% | 2907.4867 | 221.1974 | 0.041821 | 17.07% | 11.19% | 2.441% | 2.319% | 11256.8176 | 5440.1891 | 144865.892 | 140330.906 | 143238.3928 | 3812.6898 | 102.1% | 2907.4867 | 0.042883 | 17.01% | 11.13% | 2.375% | 2.256%
547 | 135709.1272 | 5331.7752 | 141040.9024 | 133711.6864 | 101.5% | 1997.4408 | 258.3025 | 0.054568 | 16.35% | 10.5% | 1.712% | 1.626% | 12794.7133 | 5715.6632 | 141424.7904 | 132045.6979 | 134876.133 | -832.9943 | 102.1% | 2830.435 | 0.041569 | 17.09% | 11.21% | 2.457% | 2.334%
548 | 134522.0118 | 3707.8475 | 138229.8593 | 131280.7568 | 102.5% | 3241.255 | 205.1785 | 0.035601 | 17.46% | 11.56% | 2.83% | 2.688% | 10074.3747 | 5670.5948 | 140192.6066 | 132457.6859 | 135698.941 | 1176.9291 | 102.4% | 3241.255 | 0.036004 | 17.44% | 11.54% | 2.805% | 2.664%
549 | 133918.1253 | 6211.1371 | 140129.2625 | 130857.4703 | 102.3% | 3060.655 | 211.3212 | 0.037986 | 17.31% | 11.42% | 2.681% | 2.547% | 10329.406 | 3950.178 | 137868.3033 | 136717.4327 | 137868.3033 | 3950.178 | 100.8% | 1150.8706 | 0.071756 | 15.6% | 9.793% | 0.9645% | 0.9165%
550 | 135900.5685 | 3068.1051 | 138968.6735 | 134793.5007 | 100.8% | 1107.0678 | 318.7639 | 0.072296 | 15.57% | 9.77% | 0.941% | 0.8942% | 15811.8723 | 1792.4028 | 137692.9713 | 137086.2672 | 137692.9713 | 1792.4028 | 100.4% | 606.7041 | 0.084792 | 15.14% | 9.358% | 0.5068% | 0.4819%
551 | 140217.4294 | 4185.5949 | 144403.0243 | 138947.5405 | 100.9% | 1269.8888 | 310.4409 | 0.069854 | 15.68% | 9.871% | 1.047% | 0.9951% | 15888.165 | 4298.0846 | 144515.514 | 141030.7601 | 142300.6489 | 2083.2196 | 100.9% | 1269.8888 | 0.07021 | 15.67% | 9.857% | 1.032% | 0.9804%
552 | 138679.2513 | 4952.8304 | 143632.0817 | 135457.4731 | 102.4% | 3221.7782 | 209.4507 | 0.037261 | 17.36% | 11.47% | 2.726% | 2.59% | 10601.9617 | 5236.8461 | 143916.0975 | 134285.0126 | 138093.0211 | -586.2302 | 102.8% | 3808.0085 | 0.030789 | 17.88% | 11.96% | 3.25% | 3.087%
553 | 135110.38 | 4561.5763 | 139671.9563 | 130444.0936 | 103.6% | 4666.2864 | 152.8211 | 0.022139 | 18.73% | 12.77% | 4.1% | 3.895% | 7536.417 | 3114.5756 | 138224.9556 | 129129.1799 | 134452.9231 | -657.4569 | 104.1% | 5323.7432 | 0.017137 | 19.36% | 13.36% | 4.726% | 4.489%
554 | 131718.2697 | 6887.2298 | 138605.4995 | 129357.1113 | 101.8% | 2361.1584 | 235.5809 | 0.047404 | 16.73% | 10.86% | 2.092% | 1.987% | 11326.0635 | 1000 | 132718.2697 | 127202.5496 | 130640.9889 | -1077.2808 | 102.7% | 3438.4393 | 0.032461 | 17.73% | 11.82% | 3.098% | 2.943%
555 | 136583.0477 | 5595.9999 | 142179.0476 | 135814.6267 | 100.6% | 768.421 | 341.7418 | 0.080558 | 15.28% | 9.492% | 0.6481% | 0.616% | 17036.7921 | 3600.8995 | 140183.9471 | 137084.8734 | 137853.2944 | 1270.2467 | 100.6% | 768.421 | 0.080738 | 15.28% | 9.486% | 0.6421% | 0.6103%
556 | 127784.7024 | 6660.426 | 134445.1284 | 124592.3222 | 102.6% | 3192.3802 | 200.7681 | 0.034237 | 17.57% | 11.67% | 2.937% | 2.79% | 9364.1089 | 7010.2869 | 134794.9893 | 125085.6249 | 128278.0051 | 493.3028 | 102.6% | 3192.3802 | 0.034365 | 17.56% | 11.65% | 2.925% | 2.779%
557 | 136796.1162 | 5398.2297 | 142194.346 | 134311.0456 | 101.9% | 2485.0706 | 234.3987 | 0.046947 | 16.75% | 10.89% | 2.12% | 2.014% | 11703.6639 | 1438.201 | 138234.3172 | 135741.3824 | 138226.453 | 1430.3368 | 101.8% | 2485.0706 | 0.047304 | 16.73% | 10.87% | 2.098% | 1.993%
558 | 135599.5678 | 6716.4924 | 142316.0602 | 133789.1748 | 101.4% | 1810.393 | 270.9463 | 0.058276 | 16.18% | 10.35% | 1.551% | 1.473% | 13410.1757 | 5086.4736 | 140686.0415 | 132246.7224 | 134828.3416 | -771.2262 | 102% | 2581.6192 | 0.045078 | 16.87% | 11% | 2.237% | 2.125%
559 | 135090.7575 | 3457.2302 | 138547.9877 | 134366.5304 | 100.5% | 724.2271 | 344.1511 | 0.081479 | 15.25% | 9.463% | 0.6173% | 0.5868% | 16969.448 | 4312.7318 | 139403.4893 | 137430.8218 | 138155.0488 | 3064.2913 | 100.5% | 724.2271 | 0.081892 | 15.24% | 9.45% | 0.6036% | 0.5738%
560 | 131157.5316 | 4649.2435 | 135806.7751 | 128738.4564 | 101.9% | 2419.0752 | 233.0447 | 0.046418 | 16.79% | 10.92% | 2.154% | 2.046% | 11156.4332 | 1000 | 132157.5316 | 128029.9225 | 130803.2647 | -354.2669 | 102.2% | 2773.3421 | 0.041154 | 17.12% | 11.23% | 2.483% | 2.358%
561 | 130441.3655 | 3924.2722 | 134365.6378 | 128591.2466 | 101.4% | 1850.119 | 263.2505 | 0.05602 | 16.28% | 10.44% | 1.649% | 1.566% | 12533.6471 | 2408.9764 | 132850.3419 | 132316.4193 | 132850.3419 | 2408.9764 | 100.4% | 533.9226 | 0.086134 | 15.1% | 9.316% | 0.4621% | 0.4393%
562 | 132370.962 | 7206.2898 | 139577.2519 | 128259.9601 | 103.2% | 4111.0019 | 170.393 | 0.026132 | 18.31% | 12.37% | 3.674% | 3.49% | 8232.6083 | 1961.6665 | 134332.6285 | 126124.8268 | 131303.3954 | -1067.5666 | 104.1% | 5178.5686 | 0.017292 | 19.34% | 13.35% | 4.706% | 4.47%
563 | 135560.5045 | 5254.2831 | 140814.7876 | 132804.7786 | 102.1% | 2755.726 | 223.7843 | 0.042825 | 17.01% | 11.14% | 2.378% | 2.259% | 11072.755 | 4260.3913 | 139820.8959 | 134245.307 | 137001.0329 | 1440.5284 | 102.1% | 2755.726 | 0.043233 | 16.99% | 11.11% | 2.353% | 2.235%
564 | 134249.4373 | 5203.4666 | 139452.9039 | 130119.0124 | 103.2% | 4130.4249 | 171.8526 | 0.026521 | 18.27% | 12.33% | 3.638% | 3.456% | 8420.9558 | 2331.2692 | 136580.7065 | 133529.9055 | 136580.7065 | 2331.2692 | 102.3% | 3050.801 | 0.038979 | 17.25% | 11.36% | 2.619% | 2.488%
565 | 136839.8681 | 2012.351 | 138852.2191 | 138193.6964 | 99.02% | -1353.8283 | 480.6898 | 0.14657 | 13.51% | 7.81% | -1.124% | -1.067% | 24008.7992 | 1000 | 137839.8681 | 135700.9395 | 135593.4896 | -1246.3785 | 99.92% | -107.4498 | 0.10273 | 14.54% | 8.79% | -0.09128% | -0.08621%
566 | 142138.5733 | 3938.7612 | 146077.3345 | 140256.7303 | 101.3% | 1881.843 | 271.9817 | 0.058578 | 16.17% | 10.34% | 1.538% | 1.461% | 14110.5706 | 1711.3742 | 143849.9475 | 138191.1908 | 141105.8036 | -1032.7697 | 102.1% | 2914.6128 | 0.0422 | 17.05% | 11.17% | 2.417% | 2.296%
567 | 133855.8851 | 4171.4419 | 138027.327 | 132361.9967 | 101.1% | 1493.8883 | 291.1367 | 0.064194 | 15.93% | 10.11% | 1.293% | 1.229% | 14224.1794 | 3140.9491 | 136996.8342 | 129084.1677 | 132216.9705 | -1638.9145 | 102.4% | 3132.8028 | 0.036372 | 17.41% | 11.52% | 2.782% | 2.642%
568 | 137733.6549 | 6260.6207 | 143994.2756 | 136198.355 | 101.1% | 1535.3 | 291.2618 | 0.064231 | 15.93% | 10.1% | 1.292% | 1.227% | 14642.5423 | 1000 | 138733.6549 | 133744.3429 | 136506.6489 | -1227.006 | 102.1% | 2762.306 | 0.043002 | 17% | 11.12% | 2.367% | 2.249%
569 | 136278.0164 | 5007.4441 | 141285.4605 | 135848.3634 | 100.3% | 429.6531 | 364.1722 | 0.089132 | 15% | 9.221% | 0.362% | 0.3443% | 18114.4627 | 3187.4299 | 139465.4464 | 134942.4932 | 135825.0813 | -452.9351 | 100.7% | 882.5882 | 0.077526 | 15.38% | 9.588% | 0.7492% | 0.7121%
570 | 130871.0486 | 5722.1983 | 136593.2469 | 128640.4257 | 101.7% | 2230.6229 | 239.8943 | 0.049078 | 16.62% | 10.76% | 1.987% | 1.888% | 11459.2544 | 2113.7379 | 132984.7865 | 129807.8001 | 132038.423 | 1167.3745 | 101.7% | 2230.6229 | 0.049364 | 16.6% | 10.75% | 1.969% | 1.871%
571 | 135462.9361 | 5513.0265 | 140975.9625 | 132664.7035 | 102.1% | 2798.2326 | 222.1672 | 0.042197 | 17.05% | 11.17% | 2.417% | 2.296% | 10984.8302 | 1431.8253 | 136894.7614 | 130155.0621 | 134208.1154 | -1254.8207 | 103.1% | 4053.0532 | 0.027281 | 18.2% | 12.27% | 3.569% | 3.39%
572 | 132324.8061 | 3007.382 | 135332.1881 | 134680.1566 | 98.25% | -2355.3504 | 486.8373 | 0.19667 | 12.63% | 6.972% | -2.005% | -1.904% | 23513.5364 | 1171.5211 | 133496.3272 | 138296.0651 | 133496.3272 | 1171.5211 | 96.53% | -4799.7379 | 0.36447 | 10.65% | 5.098% | -3.979% | -3.779%
573 | 130943.3254 | 6257.7975 | 137201.1228 | 128573.7725 | 101.8% | 2369.5528 | 234.7472 | 0.04708 | 16.75% | 10.88% | 2.112% | 2.007% | 11219.5793 | 4209.8014 | 135153.1267 | 129692.0703 | 132061.6231 | 1118.2978 | 101.8% | 2369.5528 | 0.047372 | 16.73% | 10.87% | 2.094% | 1.989%
574 | 133422.496 | 2964.9444 | 136387.4404 | 132120.2363 | 101% | 1302.2597 | 303.9919 | 0.067963 | 15.76% | 9.949% | 1.129% | 1.073% | 14804.1659 | 1080.6757 | 134503.1717 | 131708.3833 | 133216.5695 | -205.9265 | 101.1% | 1508.1862 | 0.063761 | 15.95% | 10.12% | 1.312% | 1.247%
575 | 137283.9186 | 3637.374 | 140921.2925 | 135920.1658 | 101% | 1363.7527 | 302.4066 | 0.067497 | 15.78% | 9.969% | 1.15% | 1.092% | 15153.1799 | 4555.7956 | 141839.7141 | 133940.1658 | 136293.9186 | -990 | 101.8% | 2353.7527 | 0.048651 | 16.65% | 10.79% | 2.014% | 1.913%
576 | 130751.6626 | 4582.5823 | 135334.2449 | 127126.8046 | 102.9% | 3624.858 | 187.1088 | 0.030592 | 17.9% | 11.98% | 3.268% | 3.104% | 8929.6465 | 1000 | 131751.6626 | 130681.5053 | 131751.6626 | 1000 | 100.8% | 1070.1573 | 0.072359 | 15.57% | 9.768% | 0.9382% | 0.8916%
577 | 130115.9224 | 5043.2528 | 135159.1752 | 127385.3998 | 102.1% | 2730.5225 | 220.5487 | 0.041569 | 17.09% | 11.21% | 2.457% | 2.334% | 10474.3695 | 4245.446 | 134361.3683 | 127301.8769 | 130074.1609 | -41.7615 | 102.2% | 2772.284 | 0.040942 | 17.13% | 11.25% | 2.496% | 2.371%
578 | 140836.5418 | 5458.7807 | 146295.3224 | 136451.1204 | 103.2% | 4385.4214 | 169.9833 | 0.026022 | 18.32% | 12.38% | 3.684% | 3.499% | 8738.0493 | 2906.8224 | 143743.3642 | 135663.8153 | 140442.8892 | -393.6526 | 103.5% | 4779.0739 | 0.022639 | 18.67% | 12.71% | 4.038% | 3.835%
579 | 135844.6476 | 5106.9416 | 140951.5892 | 132586.2113 | 102.5% | 3258.4363 | 205.7114 | 0.03581 | 17.45% | 11.55% | 2.817% | 2.676% | 10199.8515 | 1000 | 136844.6476 | 132399.92 | 135751.5019 | -93.1457 | 102.5% | 3351.5819 | 0.034626 | 17.53% | 11.63% | 2.901% | 2.756%
580 | 134969.1981 | 4189.4225 | 139158.6205 | 132131.0074 | 102.1% | 2838.1907 | 220.3412 | 0.041486 | 17.1% | 11.21% | 2.462% | 2.339% | 10854.8332 | 4981.8218 | 139951.0199 | 131919.1275 | 134863.2582 | -105.9399 | 102.2% | 2944.1306 | 0.039951 | 17.19% | 11.31% | 2.558% | 2.43%
581 | 134620.0083 | 4314.7439 | 138934.7521 | 132686.2131 | 101.5% | 1933.7952 | 261.5772 | 0.055528 | 16.3% | 10.46% | 1.67% | 1.587% | 12852.9375 | 1329.4877 | 135949.496 | 131449.313 | 134001.5582 | -618.4501 | 101.9% | 2552.2452 | 0.045271 | 16.86% | 10.99% | 2.225% | 2.114%
582 | 132878.9257 | 6947.9177 | 139826.8433 | 130247.4986 | 102% | 2631.4271 | 226.3679 | 0.043828 | 16.95% | 11.08% | 2.315% | 2.2% | 10979.0283 | 1000 | 133878.9257 | 128457.7153 | 131984.034 | -894.8916 | 102.7% | 3526.3187 | 0.031932 | 17.78% | 11.86% | 3.146% | 2.989%
583 | 129136.1227 | 9092.6621 | 138228.7849 | 127347.5963 | 101.4% | 1788.5264 | 266.3368 | 0.056924 | 16.24% | 10.41% | 1.609% | 1.529% | 12553.7023 | 6036.2797 | 135172.4025 | 125399.6708 | 128162.16 | -973.9627 | 102.2% | 2762.4891 | 0.040479 | 17.16% | 11.27% | 2.525% | 2.398%
584 | 131138.6471 | 4395.7088 | 135534.3559 | 129512.0965 | 101.3% | 1626.5506 | 279.6949 | 0.06084 | 16.07% | 10.24% | 1.439% | 1.367% | 13387.7643 | 3241.0171 | 134379.6642 | 127501.0204 | 130133.109 | -1005.5381 | 102.1% | 2632.0887 | 0.04302 | 17% | 11.12% | 2.366% | 2.248%
585 | 127610.4103 | 5970.0777 | 133580.488 | 124834.545 | 102.2% | 2775.8653 | 216.7638 | 0.0401 | 17.18% | 11.3% | 2.549% | 2.421% | 10096.3796 | 3217.0148 | 130827.4251 | 123978.363 | 127182.3193 | -428.091 | 102.6% | 3203.9563 | 0.033959 | 17.6% | 11.69% | 2.962% | 2.814%
586 | 135868.4583 | 3087.9195 | 138956.3778 | 137299.6742 | 98.96% | -1431.2159 | 486.3309 | 0.15052 | 13.44% | 7.741% | -1.195% | -1.135% | 24118.1166 | 1857.5882 | 137726.0465 | 138118.8699 | 137726.0465 | 1857.5882 | 99.72% | -392.8233 | 0.1123 | 14.31% | 8.567% | -0.3265% | -0.3097%
587 | 141895.759 | 1993.0089 | 143888.7678 | 143002.6924 | 99.23% | -1106.9334 | 462.2067 | 0.13643 | 13.75% | 8.033% | -0.8878% | -0.8428% | 23938.5868 | 1582.3572 | 143478.1162 | 144458.5402 | 143478.1162 | 1582.3572 | 99.32% | -980.424 | 0.13173 | 13.85% | 8.137% | -0.7785% | -0.7389%
588 | 129980.8331 | 4744.411 | 134725.2441 | 127583.461 | 101.9% | 2397.3721 | 233.0447 | 0.046418 | 16.79% | 10.92% | 2.154% | 2.046% | 11056.3417 | 4187.364 | 134168.1971 | 126149.5411 | 129263.8732 | -716.9599 | 102.5% | 3114.3321 | 0.035605 | 17.46% | 11.56% | 2.829% | 2.688%
589 | 124532.7635 | 7887.5077 | 132420.2712 | 122430.4377 | 101.7% | 2102.3258 | 240.6908 | 0.049387 | 16.6% | 10.75% | 1.968% | 1.87% | 10940.4679 | 5647.7285 | 130180.492 | 124821.586 | 126923.9118 | 2391.1482 | 101.7% | 2102.3258 | 0.04999 | 16.56% | 10.71% | 1.93% | 1.834%
590 | 139873.6094 | 3410.5229 | 143284.1323 | 137012.557 | 102.1% | 2861.0524 | 223.1586 | 0.042584 | 17.03% | 11.15% | 2.393% | 2.274% | 11393.1116 | 2916.0902 | 142789.6996 | 139083.5114 | 141944.5638 | 2070.9544 | 102.1% | 2861.0524 | 0.043154 | 16.99% | 11.12% | 2.358% | 2.24%
591 | 138052.1975 | 4247.7599 | 142299.9574 | 136143.6703 | 101.4% | 1908.5272 | 266.5736 | 0.056993 | 16.24% | 10.4% | 1.606% | 1.526% | 13432.3894 | 3911.9564 | 141964.1539 | 138768.4845 | 140677.0117 | 2624.8142 | 101.4% | 1908.5272 | 0.057692 | 16.21% | 10.37% | 1.576% | 1.497%
592 | 139885.8866 | 6128.1109 | 146013.9976 | 135104.8358 | 103.5% | 4781.0509 | 154.6331 | 0.022492 | 18.69% | 12.73% | 4.056% | 3.853% | 7895.3086 | 2753.5095 | 142639.3962 | 135163.7882 | 139944.8391 | 58.9524 | 103.5% | 4781.0509 | 0.022506 | 18.69% | 12.73% | 4.054% | 3.851%
593 | 136243.3046 | 6670.8837 | 142914.1883 | 131755.1486 | 103.4% | 4488.156 | 160.8853 | 0.023705 | 18.54% | 12.58% | 3.904% | 3.709% | 8000.633 | 3735.1207 | 139978.4253 | 133848.7335 | 138336.8895 | 2093.5848 | 103.4% | 4488.156 | 0.024267 | 18.48% | 12.53% | 3.843% | 3.651%
594 | 131324.351 | 3998.9973 | 135323.3483 | 128562.8058 | 102.1% | 2761.5453 | 220.3412 | 0.041486 | 17.1% | 11.21% | 2.462% | 2.339% | 10561.6981 | 1000 | 132324.351 | 129037.8904 | 131799.4356 | 475.0846 | 102.1% | 2761.5453 | 0.041631 | 17.09% | 11.21% | 2.453% | 2.33%
595 | 134765.5357 | 4319.4082 | 139084.9439 | 131052.0274 | 102.8% | 3713.5083 | 187.9486 | 0.030816 | 17.88% | 11.96% | 3.248% | 3.085% | 9245.0814 | 1000 | 135765.5357 | 130205.8186 | 134342.4313 | -423.1044 | 103.2% | 4136.6127 | 0.026488 | 18.27% | 12.34% | 3.641% | 3.459%
596 | 138096.1264 | 5345.6565 | 143441.7829 | 137487.048 | 100.4% | 609.0784 | 352.7808 | 0.084777 | 15.14% | 9.359% | 0.5073% | 0.4823% | 17781.9476 | 1000 | 139096.1264 | 140942.9056 | 139096.1264 | 1000 | 98.69% | -1846.7792 | 0.16802 | 13.13% | 7.45% | -1.503% | -1.427%
597 | 132126.3208 | 7582.7212 | 139709.042 | 130758.0207 | 101% | 1368.3001 | 298.5238 | 0.066361 | 15.83% | 10.02% | 1.199% | 1.139% | 14396.6425 | 3285.9616 | 135412.2824 | 134609.966 | 135412.2824 | 3285.9616 | 100.6% | 802.3164 | 0.079519 | 15.32% | 9.525% | 0.6827% | 0.6489%
598 | 131084.5529 | 5830.2292 | 136914.7821 | 128850.291 | 101.7% | 2234.262 | 239.8943 | 0.049078 | 16.62% | 10.76% | 1.987% | 1.888% | 11477.9492 | 4457.7172 | 135542.2701 | 130697.0652 | 132931.3271 | 1846.7742 | 101.7% | 2234.262 | 0.049528 | 16.59% | 10.74% | 1.959% | 1.861%
599 | 132532.0144 | 5279.8728 | 137811.8872 | 130124.4065 | 101.9% | 2407.6079 | 234.3987 | 0.046947 | 16.75% | 10.89% | 2.12% | 2.014% | 11338.8464 | 3684.3751 | 136216.3895 | 128726.9912 | 131833.3068 | -698.7076 | 102.4% | 3106.3155 | 0.036625 | 17.4% | 11.5% | 2.766% | 2.627%
600 | 138397.5338 | 6437.0946 | 144834.6284 | 136610.1521 | 101.3% | 1787.3816 | 274.977 | 0.059457 | 16.13% | 10.3% | 1.499% | 1.425% | 13890.4884 | 3107.1248 | 141504.6586 | 132664.8231 | 136424.8692 | -1972.6645 | 102.8% | 3760.0461 | 0.030808 | 17.88% | 11.96% | 3.248% | 3.086%
601 | 135001.423 | 5484.2283 | 140485.6512 | 132813.8222 | 101.6% | 2187.6008 | 244.5237 | 0.050671 | 16.52% | 10.67% | 1.888% | 1.793% | 12049.0336 | 5236.7958 | 140238.2187 | 136482.7668 | 138670.3676 | 3668.9447 | 101.6% | 2187.6008 | 0.051695 | 16.47% | 10.62% | 1.837% | 1.745%
602 | 128193.8732 | 8943.7586 | 137137.6318 | 124381.6546 | 103.1% | 3812.2186 | 177.021 | 0.0279 | 18.15% | 12.21% | 3.513% | 3.337% | 8282.9457 | 5705.4398 | 133899.313 | 126251.5233 | 130063.7419 | 1869.8687 | 103% | 3812.2186 | 0.028472 | 18.09% | 12.16% | 3.461% | 3.288%
603 | 130808.8622 | 8197.1437 | 139006.0059 | 128600.5851 | 101.7% | 2208.2771 | 240.6908 | 0.049387 | 16.6% | 10.75% | 1.968% | 1.87% | 11491.8366 | 1000 | 131808.8622 | 127739.3665 | 130378.2529 | -430.6093 | 102.1% | 2638.8864 | 0.042993 | 17% | 11.13% | 2.368% | 2.249%
604 | 129603.8992 | 6480.195 | 136084.0942 | 125691.2268 | 103.1% | 3912.6724 | 174.754 | 0.027295 | 18.2% | 12.27% | 3.568% | 3.389% | 8266.8135 | 3864.6477 | 133468.5469 | 126431.2332 | 130343.9057 | 740.0065 | 103.1% | 3912.6724 | 0.027525 | 18.18% | 12.25% | 3.547% | 3.369%
605 | 145488.3485 | 3312.1859 | 148800.5344 | 144473.6024 | 100.7% | 1014.7461 | 329.4664 | 0.075865 | 15.44% | 9.641% | 0.8046% | 0.7647% | 17495.7345 | 1000 | 146488.3485 | 141623.5993 | 144063.3469 | -1425.0015 | 101.7% | 2439.7477 | 0.049285 | 16.61% | 10.75% | 1.974% | 1.876%
606 | 137524.4319 | 1756.8082 | 139281.2401 | 137118.4885 | 100.3% | 405.9435 | 365.9941 | 0.089827 | 14.97% | 9.199% | 0.3389% | 0.3223% | 18371.593 | 1000 | 138524.4319 | 135344.9292 | 136637.6523 | -886.7796 | 101% | 1292.7231 | 0.068768 | 15.73% | 9.916% | 1.094% | 1.04%
607 | 135652.0031 | 3492.3995 | 139144.4026 | 134905.9415 | 100.6% | 746.0616 | 342.8868 | 0.080997 | 15.27% | 9.478% | 0.6334% | 0.6021% | 16977.3456 | 2376.0736 | 138028.0768 | 135891.3614 | 136637.423 | 985.4198 | 100.5% | 746.0616 | 0.081135 | 15.26% | 9.474% | 0.6288% | 0.5977%
608 | 135649.2699 | 3848.2062 | 139497.4762 | 132809.9347 | 102.1% | 2839.3352 | 220.8142 | 0.041672 | 17.08% | 11.2% | 2.45% | 2.328% | 10932.9486 | 2800.4443 | 138449.7142 | 131933.8663 | 135211.2357 | -438.0342 | 102.5% | 3277.3694 | 0.035324 | 17.48% | 11.58% | 2.847% | 2.705%
609 | 133880.4623 | 4291.0405 | 138171.5028 | 130574.7255 | 102.5% | 3305.7369 | 202.2117 | 0.034623 | 17.53% | 11.63% | 2.902% | 2.756% | 9881.3536 | 4907.1845 | 138787.6469 | 130981.824 | 134287.5609 | 407.0985 | 102.5% | 3305.7369 | 0.034722 | 17.53% | 11.62% | 2.893% | 2.748%
610 | 135047.1936 | 4621.0937 | 139668.2874 | 135452.1519 | 99.7% | -404.9583 | 419.4865 | 0.11302 | 14.29% | 8.551% | -0.3432% | -0.3255% | 20677.4218 | 1193.5743 | 136240.7679 | 135679.3213 | 135679.3213 | 632.1276 | 100% | 0 | 0.1 | 14.63% | 8.876% | -0.0005144% | 0%
611 | 127908.086 | 8000.7428 | 135908.8288 | 126358.0777 | 101.2% | 1550.0083 | 282.3258 | 0.06161 | 16.04% | 10.21% | 1.406% | 1.336% | 13180.7895 | 2830.8855 | 130738.9715 | 126296.1034 | 127877.0989 | -30.9871 | 101.3% | 1580.9954 | 0.060948 | 16.07% | 10.24% | 1.434% | 1.363%
612 | 132169.6113 | 6719.8899 | 138889.5012 | 129363.0918 | 102.2% | 2806.5195 | 219.3257 | 0.041093 | 17.12% | 11.24% | 2.486% | 2.362% | 10580.6887 | 7431.8772 | 139601.4885 | 127942.9254 | 131459.5281 | -710.0832 | 102.7% | 3516.6027 | 0.031888 | 17.78% | 11.87% | 3.15% | 2.993%
613 | 135227.1175 | 3885.8367 | 139112.9542 | 134011.4633 | 100.9% | 1215.6542 | 311.0529 | 0.070033 | 15.67% | 9.864% | 1.039% | 0.9876% | 15352.9155 | 1000 | 136227.1175 | 136654.7675 | 136227.1175 | 1000 | 99.69% | -427.65 | 0.11371 | 14.27% | 8.535% | -0.3592% | -0.3407%
614 | 133327.9437 | 3809.3698 | 137137.3136 | 132942.1539 | 100.3% | 385.7898 | 366.52 | 0.090028 | 14.97% | 9.192% | 0.3321% | 0.316% | 17836.586 | 1975.9132 | 135303.857 | 135617.1564 | 135303.857 | 1975.9132 | 99.77% | -313.2994 | 0.10967 | 14.37% | 8.625% | -0.2653% | -0.2515%
615 | 128566.2647 | 5153.9436 | 133720.2083 | 126482.941 | 101.6% | 2083.3237 | 244.5237 | 0.050671 | 16.52% | 10.67% | 1.888% | 1.793% | 11474.6883 | 2946.5137 | 131512.7783 | 129931.8921 | 131512.7783 | 2946.5137 | 101.2% | 1580.8862 | 0.061873 | 16.03% | 10.2% | 1.394% | 1.325%
616 | 149471.2667 | 2477.4243 | 151948.691 | 148832.1609 | 100.4% | 639.1058 | 354.003 | 0.085244 | 15.13% | 9.344% | 0.4917% | 0.4675% | 19313.3478 | 2946.529 | 152417.7957 | 146031.3877 | 148070.8801 | -1400.3866 | 101.4% | 2039.4924 | 0.057131 | 16.23% | 10.4% | 1.6% | 1.521%
617 | 133199.8732 | 7124.9164 | 140324.7896 | 131129.2455 | 101.6% | 2070.6278 | 250.6366 | 0.052321 | 16.44% | 10.6% | 1.81% | 1.719% | 12185.4372 | 4533.6977 | 137733.5709 | 131110.8607 | 133190.6808 | -9.1924 | 101.6% | 2079.8202 | 0.052131 | 16.45% | 10.6% | 1.818% | 1.727%
618 | 135645.6329 | 7254.878 | 142900.511 | 131432.9306 | 103.2% | 4212.7023 | 170.393 | 0.026132 | 18.31% | 12.37% | 3.674% | 3.49% | 8436.2714 | 2629.1618 | 138274.7948 | 131269.0524 | 135563.6938 | -81.9391 | 103.3% | 4294.6414 | 0.025294 | 18.38% | 12.44% | 3.75% | 3.562%
619 | 138126.8633 | 4756.5487 | 142883.412 | 136028.5225 | 101.5% | 2098.3408 | 253.922 | 0.053283 | 16.4% | 10.56% | 1.768% | 1.679% | 12801.8078 | 1000 | 139126.8633 | 140493.2779 | 139126.8633 | 1000 | 99.03% | -1366.4146 | 0.14622 | 13.52% | 7.817% | -1.115% | -1.059%
620 | 134235.9682 | 3729.6286 | 137965.5969 | 132391.8447 | 101.4% | 1844.1235 | 267.3722 | 0.057228 | 16.23% | 10.39% | 1.596% | 1.517% | 13100.2038 | 1351.3513 | 135587.3196 | 134821.9508 | 135587.3196 | 1351.3513 | 100.6% | 765.3688 | 0.080493 | 15.28% | 9.494% | 0.6502% | 0.6181%
621 | 133980.0088 | 3999.4032 | 137979.4121 | 132992.8081 | 100.7% | 987.2007 | 325.8724 | 0.074493 | 15.48% | 9.684% | 0.8504% | 0.8082% | 15936.0432 | 2131.7308 | 136111.7396 | 132986.9052 | 133977.0573 | -2.9515 | 100.7% | 990.1521 | 0.074416 | 15.49% | 9.687% | 0.853% | 0.8106%
622 | 139594.6211 | 4769.3367 | 144363.9578 | 136659.165 | 102.1% | 2935.4561 | 220.3412 | 0.041486 | 17.1% | 11.21% | 2.462% | 2.339% | 11226.8306 | 3218.3155 | 142812.9366 | 139959.55 | 142812.9366 | 3218.3155 | 102% | 2853.3866 | 0.043491 | 16.97% | 11.1% | 2.337% | 2.22%
623 | 142080.1525 | 4496.2603 | 146576.4128 | 140494.4779 | 101.1% | 1585.6746 | 291.1367 | 0.064194 | 15.93% | 10.11% | 1.293% | 1.229% | 15098.1301 | 6505.5307 | 148585.6833 | 141539.1231 | 143124.7977 | 1044.6451 | 101.1% | 1585.6746 | 0.064414 | 15.92% | 10.1% | 1.284% | 1.22%
624 | 137863.7601 | 6823.0787 | 144686.8388 | 135611.5736 | 101.7% | 2252.1865 | 243.3489 | 0.050421 | 16.54% | 10.68% | 1.903% | 1.808% | 12245.3852 | 5616.1771 | 143479.9372 | 134282.7244 | 137199.3355 | -664.4246 | 102.2% | 2916.6111 | 0.041047 | 17.12% | 11.24% | 2.489% | 2.365%
625 | 132653.8131 | 7161.6232 | 139815.4363 | 131280.0503 | 101% | 1373.7628 | 298.5238 | 0.066361 | 15.83% | 10.02% | 1.199% | 1.139% | 14454.1187 | 6113.7774 | 138767.5905 | 129345.2595 | 131686.4177 | -967.3954 | 101.8% | 2341.1582 | 0.047684 | 16.71% | 10.85% | 2.074% | 1.971%
626 | 137018.9532 | 4156.5362 | 141175.4894 | 135377.1961 | 101.2% | 1641.7571 | 283.5802 | 0.061978 | 16.02% | 10.2% | 1.39% | 1.32% | 14182.3908 | 1517.125 | 138536.0782 | 138146.9311 | 138536.0782 | 1517.125 | 100.3% | 389.1471 | 0.09032 | 14.96% | 9.183% | 0.3224% | 0.3067%
627 | 126912.6487 | 5937.4339 | 132850.0825 | 124218.2624 | 102.2% | 2694.3862 | 219.3412 | 0.0411 | 17.12% | 11.24% | 2.486% | 2.362% | 10160.5697 | 3278.4672 | 130191.1159 | 125399.5496 | 128093.9358 | 1181.2872 | 102.1% | 2694.3862 | 0.041475 | 17.1% | 11.22% | 2.463% | 2.339%
628 | 142354.4319 | 4067.2695 | 146421.7014 | 141640.765 | 100.5% | 713.6669 | 347.31 | 0.082686 | 15.21% | 9.425% | 0.5771% | 0.5486% | 18046.0082 | 1000 | 143354.4319 | 141463.0525 | 142265.5756 | -88.8563 | 100.6% | 802.5231 | 0.080506 | 15.28% | 9.494% | 0.6498% | 0.6177%
629 | 138748.0042 | 3832.8178 | 142580.822 | 137557.4491 | 100.9% | 1190.5551 | 314.7958 | 0.071131 | 15.62% | 9.819% | 0.9916% | 0.9423% | 15942.2085 | 1002.8508 | 139750.855 | 139040.342 | 139750.855 | 1002.8508 | 100.5% | 710.513 | 0.082441 | 15.22% | 9.433% | 0.5853% | 0.5564%
630 | 135263.091 | 4559.43 | 139822.5211 | 132785.3395 | 101.9% | 2477.7515 | 233.6592 | 0.046658 | 16.77% | 10.91% | 2.139% | 2.032% | 11535.9945 | 3246.4199 | 138509.5109 | 137271.639 | 138509.5109 | 3246.4199 | 100.9% | 1237.8719 | 0.070175 | 15.67% | 9.858% | 1.033% | 0.9818%
631 | 135428.1883 | 3720.5546 | 139148.7429 | 133569.9697 | 101.4% | 1858.2186 | 267.5314 | 0.057274 | 16.23% | 10.39% | 1.594% | 1.515% | 13224.4199 | 3076.394 | 138504.5823 | 133885.3973 | 135743.6159 | 315.4276 | 101.4% | 1858.2186 | 0.05736 | 16.22% | 10.39% | 1.59% | 1.511%
632 | 130721.1167 | 5694.5719 | 136415.6886 | 126836.7658 | 103.1% | 3884.3508 | 177.1331 | 0.027931 | 18.14% | 12.21% | 3.51% | 3.334% | 8451.5885 | 3128.8823 | 133849.999 | 129042.8492 | 132927.2001 | 2206.0834 | 103% | 3884.3508 | 0.028591 | 18.08% | 12.15% | 3.45% | 3.277%
633 | 144979.0928 | 1930.0985 | 146909.1913 | 144475.9707 | 100.3% | 503.1221 | 361.3049 | 0.088034 | 15.03% | 9.255% | 0.3987% | 0.3791% | 19119.3066 | 1000 | 145979.0928 | 144859.7078 | 145362.83 | 383.7371 | 100.3% | 503.1221 | 0.088065 | 15.03% | 9.254% | 0.3976% | 0.3781%
634 | 141475.6904 | 4353.0982 | 145828.7886 | 139361.9401 | 101.5% | 2113.7503 | 256.2444 | 0.053964 | 16.37% | 10.53% | 1.738% | 1.651% | 13232.1081 | 5479.9002 | 146955.5906 | 138555.3001 | 141072.3704 | -403.32 | 101.8% | 2517.0703 | 0.047563 | 16.72% | 10.85% | 2.082% | 1.978%
635 | 136734.8229 | 3908.6939 | 140643.5168 | 135982.806 | 100.6% | 752.0169 | 342.8868 | 0.080997 | 15.27% | 9.478% | 0.6334% | 0.6021% | 17112.8645 | 4584.9994 | 141319.8223 | 135456.3375 | 136471.5887 | -263.2342 | 100.7% | 1015.2511 | 0.074245 | 15.49% | 9.692% | 0.8587% | 0.816%
636 | 136861.4296 | 3882.5937 | 140744.0233 | 134499.1976 | 101.8% | 2362.232 | 238.8398 | 0.048669 | 16.65% | 10.79% | 2.013% | 1.912% | 11931.103 | 1892.1911 | 138753.6206 | 133820.9388 | 136522.3002 | -339.1294 | 102% | 2701.3614 | 0.043859 | 16.95% | 11.07% | 2.314% | 2.198%
637 | 134910.3274 | 4324.049 | 139234.3763 | 132424.3144 | 101.9% | 2486.013 | 233.1242 | 0.04645 | 16.78% | 10.92% | 2.151% | 2.044% | 11479.5627 | 1000 | 135910.3274 | 129866.2059 | 133631.2731 | -1279.0542 | 102.9% | 3765.0672 | 0.02999 | 17.96% | 12.03% | 3.323% | 3.157%
638 | 131256.3826 | 5080.8922 | 136337.2749 | 130854.1843 | 100.3% | 402.1984 | 364.9763 | 0.089438 | 14.99% | 9.211% | 0.3518% | 0.3346% | 17485.4955 | 1000 | 132256.3826 | 130509.3804 | 131083.9807 | -172.402 | 100.4% | 574.6003 | 0.084871 | 15.14% | 9.356% | 0.5042% | 0.4794%
639 | 139551.9704 | 5280.9748 | 144832.9452 | 139111.9953 | 100.3% | 439.9751 | 364.1722 | 0.089132 | 15% | 9.221% | 0.362% | 0.3443% | 18549.646 | 4433.5625 | 143985.5329 | 138124.5392 | 139058.2423 | -493.7281 | 100.7% | 933.7032 | 0.076772 | 15.41% | 9.612% | 0.7744% | 0.736%
640 | 134304.5194 | 6029.8328 | 140334.3521 | 132015.3749 | 101.7% | 2289.1445 | 239.8943 | 0.049078 | 16.62% | 10.76% | 1.987% | 1.888% | 11759.894 | 5446.7867 | 139751.3061 | 130432.7891 | 133513.2265 | -791.2929 | 102.4% | 3080.4374 | 0.037568 | 17.34% | 11.45% | 2.707% | 2.571%
641 | 136871.9579 | 5274.8619 | 142146.8198 | 134385.5096 | 101.9% | 2486.4483 | 234.3987 | 0.046947 | 16.75% | 10.89% | 2.12% | 2.014% | 11710.1526 | 2229.5296 | 139101.4875 | 130315.1474 | 134836.7768 | -2035.1811 | 103.5% | 4521.6294 | 0.023125 | 18.61% | 12.65% | 3.977% | 3.778%
642 | 137402.5441 | 4738.0188 | 142140.5628 | 135957.7794 | 101.1% | 1444.7647 | 297.0695 | 0.065934 | 15.85% | 10.03% | 1.218% | 1.157% | 14898.6088 | 3762.1281 | 141164.6721 | 135359.3025 | 137103.3056 | -299.2384 | 101.3% | 1744.0031 | 0.059983 | 16.11% | 10.28% | 1.476% | 1.403%
643 | 128526.4798 | 8078.8073 | 136605.2871 | 125767.6553 | 102.2% | 2758.8245 | 218.1832 | 0.040651 | 17.15% | 11.26% | 2.514% | 2.388% | 10235.4462 | 3830.4197 | 132356.8995 | 125374.6804 | 128329.9923 | -196.4874 | 102.4% | 2955.3119 | 0.037651 | 17.33% | 11.44% | 2.702% | 2.566%
644 | 127884.5879 | 7726.4481 | 135611.036 | 124495.0318 | 102.7% | 3389.5561 | 193.1918 | 0.032215 | 17.75% | 11.84% | 3.121% | 2.964% | 9017.7809 | 4058.9652 | 131943.5531 | 124713.693 | 128103.2491 | 218.6612 | 102.7% | 3389.5561 | 0.032275 | 17.75% | 11.84% | 3.115% | 2.959%
645 | 134646.7578 | 5144.0691 | 139790.8269 | 132699.831 | 101.5% | 1946.9268 | 260.7019 | 0.055271 | 16.31% | 10.47% | 1.681% | 1.597% | 12812.4708 | 1052.3193 | 135699.0771 | 132607.3093 | 134600.497 | -46.2608 | 101.5% | 1993.1876 | 0.054325 | 16.36% | 10.51% | 1.723% | 1.636%
646 | 144192.3844 | 1737.2576 | 145929.6421 | 141805.8833 | 101.7% | 2386.5011 | 242.3063 | 0.050015 | 16.56% | 10.71% | 1.929% | 1.832% | 12752.6341 | 1000 | 145192.3844 | 143488.3505 | 145192.3844 | 1000 | 101.2% | 1704.0339 | 0.062641 | 15.99% | 10.17% | 1.361% | 1.293%
647 | 140445.5525 | 3216.3104 | 143661.8628 | 139344.2906 | 100.8% | 1101.2618 | 321.555 | 0.073112 | 15.54% | 9.737% | 0.9054% | 0.8605% | 16483.7532 | 2696.3459 | 143141.8983 | 138878.0772 | 140212.4457 | -233.1067 | 101% | 1334.3686 | 0.068618 | 15.73% | 9.922% | 1.101% | 1.046%
648 | 141420.1836 | 5677.3099 | 147097.4936 | 136586.6932 | 103.5% | 4833.4904 | 154.6331 | 0.022492 | 18.69% | 12.73% | 4.056% | 3.853% | 7981.9059 | 5251.9043 | 146672.0879 | 139666.3257 | 144499.8161 | 3079.6325 | 103.5% | 4833.4904 | 0.023207 | 18.6% | 12.64% | 3.967% | 3.768%
649 | 134400.36 | 5255.4263 | 139655.7862 | 130862.7648 | 102.7% | 3537.5952 | 194.1077 | 0.032459 | 17.73% | 11.82% | 3.098% | 2.943% | 9522.1726 | 2796.1463 | 137196.5063 | 130415.197 | 134176.5761 | -223.7839 | 102.9% | 3761.3791 | 0.030179 | 17.94% | 12.02% | 3.306% | 3.14%
650 | 136684.5563 | 3877.5761 | 140562.1324 | 134546.0557 | 101.6% | 2138.5006 | 249.7095 | 0.052049 | 16.45% | 10.61% | 1.821% | 1.73% | 12457.9704 | 1000 | 137684.5563 | 134770.1092 | 136908.6098 | 224.0535 | 101.6% | 2138.5006 | 0.052118 | 16.45% | 10.6% | 1.818% | 1.728%
651 | 131695.4034 | 4221.0065 | 135916.4099 | 127850.9899 | 103% | 3844.4135 | 179.7603 | 0.028631 | 18.08% | 12.15% | 3.446% | 3.274% | 8640.8652 | 3949.3837 | 135644.7871 | 126032.8924 | 130786.3547 | -909.0487 | 103.8% | 4753.4622 | 0.020357 | 18.96% | 12.98% | 4.323% | 4.106%
652 | 134017.0561 | 6091.6844 | 140108.7405 | 132041.8313 | 101.5% | 1975.2248 | 258.1168 | 0.054513 | 16.35% | 10.5% | 1.714% | 1.629% | 12626.0995 | 3326.4684 | 137343.5245 | 132844.3439 | 134819.5687 | 802.5126 | 101.5% | 1975.2248 | 0.054752 | 16.34% | 10.5% | 1.704% | 1.619%
653 | 131621.9257 | 7289.0254 | 138910.9511 | 130258.8491 | 101% | 1363.0765 | 298.5238 | 0.066361 | 15.83% | 10.02% | 1.199% | 1.139% | 14341.683 | 3735.4267 | 135357.3524 | 129575.4351 | 131280.2187 | -341.707 | 101.3% | 1704.7835 | 0.059264 | 16.14% | 10.31% | 1.508% | 1.432%
654 | 136343.3959 | 4033.6727 | 140377.0686 | 134709.7333 | 101.2% | 1633.6626 | 283.5802 | 0.061978 | 16.02% | 10.2% | 1.39% | 1.32% | 14112.466 | 3356.2277 | 139699.6236 | 134698.789 | 136337.9238 | -5.4721 | 101.2% | 1639.1348 | 0.061868 | 16.03% | 10.2% | 1.394% | 1.325%
655 | 133025.8479 | 5413.8426 | 138439.6906 | 130409.8347 | 102% | 2616.0133 | 227.0451 | 0.044091 | 16.93% | 11.06% | 2.299% | 2.184% | 11024.0466 | 3618.9292 | 136644.7772 | 127918.5058 | 131780.1835 | -1245.6645 | 103% | 3861.6777 | 0.028481 | 18.09% | 12.16% | 3.46% | 3.287%
656 | 129571.7967 | 8412.0186 | 137983.8154 | 127669.9134 | 101.5% | 1901.8834 | 258.6808 | 0.054677 | 16.34% | 10.5% | 1.707% | 1.622% | 12233.9753 | 3913.9988 | 133485.7955 | 127178.2813 | 129325.9807 | -245.816 | 101.7% | 2147.6994 | 0.049908 | 16.57% | 10.71% | 1.935% | 1.839%
657 | 134328.8691 | 4438.07 | 138766.9391 | 132740.5402 | 101.2% | 1588.3288 | 285.0338 | 0.062404 | 16% | 10.18% | 1.371% | 1.303% | 13975.2161 | 3045.5415 | 137374.4105 | 134701.1026 | 136289.4314 | 1960.5623 | 101.2% | 1588.3288 | 0.062863 | 15.98% | 10.16% | 1.351% | 1.284%
658 | 132214.5325 | 7062.0647 | 139276.5972 | 128959.8136 | 102.5% | 3254.719 | 202.5801 | 0.034722 | 17.53% | 11.62% | 2.893% | 2.748% | 9776.1701 | 3087.3353 | 135301.8679 | 126774.7715 | 131122.0115 | -1092.521 | 103.4% | 4347.24 | 0.023498 | 18.56% | 12.61% | 3.93% | 3.733%
659 | 133875.986 | 3975.9753 | 137851.9614 | 131977.152 | 101.4% | 1898.834 | 263.2505 | 0.05602 | 16.28% | 10.44% | 1.649% | 1.566% | 12863.6676 | 1000 | 134875.986 | 128503.1841 | 132139.0021 | -1736.984 | 102.8% | 3635.818 | 0.03087 | 17.88% | 11.96% | 3.243% | 3.08%
660 | 133409.3166 | 6895.9338 | 140305.2505 | 129266.0669 | 103.2% | 4143.2498 | 170.393 | 0.026132 | 18.31% | 12.37% | 3.674% | 3.49% | 8297.1872 | 4254.1243 | 137663.4409 | 128712.4753 | 133132.5208 | -276.7958 | 103.4% | 4420.0456 | 0.023452 | 18.57% | 12.62% | 3.936% | 3.739%
661 | 127529.6468 | 7029.1931 | 134558.8399 | 123588.0054 | 103.2% | 3941.6414 | 171.1442 | 0.026332 | 18.29% | 12.35% | 3.656% | 3.472% | 7966.474 | 1000 | 128529.6468 | 127145.0069 | 128529.6468 | 1000 | 101.1% | 1384.6399 | 0.065239 | 15.88% | 10.06% | 1.248% | 1.186%
662 | 134387.6286 | 5134.9629 | 139522.5915 | 131348.2071 | 102.3% | 3039.4216 | 212.496 | 0.038442 | 17.29% | 11.4% | 2.652% | 2.519% | 10423.2446 | 3498.0162 | 137885.6448 | 131943.7445 | 134983.1661 | 595.5374 | 102.3% | 3039.4216 | 0.038634 | 17.27% | 11.38% | 2.64% | 2.508%
663 | 135685.5309 | 5100.9598 | 140786.4907 | 132261.567 | 102.6% | 3423.9639 | 199.5143 | 0.033903 | 17.6% | 11.69% | 2.967% | 2.819% | 9880.9917 | 1621.844 | 137307.3749 | 130551.1862 | 134830.3405 | -855.1904 | 103.3% | 4279.1543 | 0.025217 | 18.39% | 12.44% | 3.757% | 3.569%
664 | 127097.7026 | 5486.2318 | 132583.9343 | 122778.1916 | 103.5% | 4319.511 | 155.6117 | 0.022681 | 18.67% | 12.71% | 4.032% | 3.83% | 7218.9277 | 3454.3622 | 130552.0647 | 123776.8388 | 128096.3498 | 998.6473 | 103.5% | 4319.511 | 0.022941 | 18.63% | 12.68% | 4% | 3.8%
665 | 127534.4794 | 4087.6436 | 131622.1229 | 124329.5307 | 102.6% | 3204.9487 | 200.0338 | 0.034041 | 17.59% | 11.68% | 2.954% | 2.807% | 9311.5915 | 4047.5424 | 131582.0217 | 124819.9045 | 128024.8532 | 490.3739 | 102.6% | 3204.9487 | 0.034169 | 17.58% | 11.67% | 2.943% | 2.796%
666 | 126821.974 | 4936.1664 | 131758.1404 | 125945.6768 | 100.7% | 876.2972 | 330.0538 | 0.076092 | 15.43% | 9.634% | 0.7971% | 0.7575% | 15278.1957 | 3142.9563 | 129964.9302 | 125677.8937 | 126688.0824 | -133.8915 | 100.8% | 1010.1888 | 0.072757 | 15.55% | 9.751% | 0.9209% | 0.8751%
667 | 133609.3025 | 7905.8759 | 141515.1784 | 132093.4502 | 101.1% | 1515.8523 | 289.436 | 0.063696 | 15.95% | 10.13% | 1.315% | 1.249% | 14115.0399 | 5785.1929 | 139394.4954 | 129830.0273 | 132477.591 | -1131.7115 | 102% | 2647.5638 | 0.043481 | 16.97% | 11.1% | 2.337% | 2.22%
668 | 132471.4446 | 5987.4099 | 138458.8545 | 129662.1135 | 102.2% | 2809.331 | 219.4555 | 0.041145 | 17.12% | 11.24% | 2.483% | 2.359% | 10611.1294 | 1860.4115 | 134331.856 | 131170.7228 | 133980.0539 | 1508.6093 | 102.1% | 2809.331 | 0.041602 | 17.09% | 11.21% | 2.455% | 2.332%
669 | 133329.9779 | 3940.8513 | 137270.8292 | 131317.8251 | 101.5% | 2012.1529 | 254.8479 | 0.053555 | 16.39% | 10.54% | 1.756% | 1.668% | 12402.2839 | 4556.0033 | 137885.9812 | 133408.3267 | 135420.4796 | 2090.5016 | 101.5% | 2012.1529 | 0.054188 | 16.36% | 10.52% | 1.728% | 1.642%
670 | 136690.1845 | 3950.7034 | 140640.8879 | 135424.1657 | 100.9% | 1266.0188 | 308.5593 | 0.069303 | 15.7% | 9.894% | 1.071% | 1.018% | 15394.6128 | 4365.8965 | 141056.081 | 132378.5549 | 135167.3791 | -1522.8054 | 102.1% | 2788.8242 | 0.042244 | 17.05% | 11.17% | 2.414% | 2.294%
671 | 133848.3008 | 3697.4669 | 137545.7677 | 133101.1771 | 100.6% | 747.1238 | 342.1436 | 0.080712 | 15.28% | 9.487% | 0.6429% | 0.6111% | 16715.2995 | 2093.3808 | 135941.6816 | 133575.7721 | 134322.8959 | 474.5951 | 100.6% | 747.1238 | 0.08078 | 15.27% | 9.485% | 0.6407% | 0.609%
672 | 126205.8751 | 4259.9791 | 130465.8542 | 123878.1284 | 101.9% | 2327.7466 | 233.0447 | 0.046418 | 16.79% | 10.92% | 2.154% | 2.046% | 10735.2387 | 5820.8174 | 132026.6925 | 121342.3043 | 124937.963 | -1267.9121 | 103% | 3595.6587 | 0.029182 | 18.03% | 12.1% | 3.396% | 3.226%
673 | 129299.0441 | 8690.3991 | 137989.4432 | 127116.2553 | 101.7% | 2182.7888 | 240.6908 | 0.049387 | 16.6% | 10.75% | 1.968% | 1.87% | 11359.1958 | 4244.225 | 133543.269 | 126349.568 | 128915.7004 | -383.3436 | 102% | 2566.1324 | 0.043633 | 16.96% | 11.09% | 2.328% | 2.211%
674 | 129518.8449 | 6982.0545 | 136500.8994 | 125496.4202 | 103.2% | 4022.4247 | 170.393 | 0.026132 | 18.31% | 12.37% | 3.674% | 3.49% | 8055.2253 | 1204.5662 | 130723.4111 | 124264.8907 | 128903.0801 | -615.7647 | 103.7% | 4638.1894 | 0.020716 | 18.91% | 12.94% | 4.278% | 4.064%
675 | 134967.3663 | 4152.842 | 139120.2083 | 133231.5844 | 101.3% | 1735.7819 | 275.476 | 0.059603 | 16.13% | 10.29% | 1.493% | 1.418% | 13570.7987 | 1235.0041 | 136202.3704 | 130938.5541 | 133820.8511 | -1146.5152 | 102.2% | 2882.2971 | 0.04051 | 17.16% | 11.27% | 2.523% | 2.397%
676 | 139493.8099 | 2113.5426 | 141607.3524 | 138663.6945 | 100.6% | 830.1153 | 338.787 | 0.079429 | 15.32% | 9.528% | 0.6857% | 0.6518% | 17249.4235 | 2282.9119 | 141776.7218 | 137820.2959 | 139072.1106 | -421.6993 | 100.9% | 1251.8146 | 0.070003 | 15.67% | 9.865% | 1.041% | 0.9889%
677 | 126867.1405 | 5475.4391 | 132342.5796 | 123527.8297 | 102.7% | 3339.3109 | 194.1077 | 0.032459 | 17.73% | 11.82% | 3.098% | 2.943% | 8988.4492 | 3046.7154 | 129913.8559 | 120762.9892 | 125484.7203 | -1382.4202 | 103.9% | 4721.7311 | 0.019089 | 19.11% | 13.13% | 4.482% | 4.257%
678 | 137454.0887 | 4868.2296 | 142322.3184 | 134563.6447 | 102.1% | 2890.4441 | 220.3412 | 0.041486 | 17.1% | 11.21% | 2.462% | 2.339% | 11054.6793 | 5343.156 | 142797.2448 | 134385.8351 | 137365.1839 | -88.9048 | 102.2% | 2979.3489 | 0.040221 | 17.17% | 11.29% | 2.541% | 2.414%
679 | 133985.106 | 4294.3944 | 138279.5004 | 130602.8285 | 102.6% | 3382.2775 | 199.469 | 0.033891 | 17.6% | 11.7% | 2.968% | 2.82% | 9754.9426 | 3280.3035 | 137265.4095 | 136057.1072 | 137265.4095 | 3280.3035 | 100.9% | 1208.3023 | 0.070535 | 15.65% | 9.843% | 1.018% | 0.9669%
680 | 128983.7025 | 6189.4688 | 135173.1712 | 126876.5834 | 101.7% | 2107.119 | 243.3489 | 0.050421 | 16.54% | 10.68% | 1.903% | 1.808% | 11456.6375 | 1622.8803 | 130606.5828 | 126701.2795 | 128896.0505 | -87.652 | 101.7% | 2194.771 | 0.04911 | 16.62% | 10.76% | 1.985% | 1.886%
681 | 130667.9991 | 7819.2045 | 138487.2036 | 129084.5458 | 101.2% | 1583.4533 | 282.3258 | 0.06161 | 16.04% | 10.21% | 1.406% | 1.336% | 13465.1955 | 3035.2078 | 133703.2069 | 128083.0098 | 130167.2311 | -500.768 | 101.6% | 2084.2213 | 0.051052 | 16.5% | 10.65% | 1.865% | 1.772%
682 | 129926.762 | 5109.4794 | 135036.2414 | 127900.4129 | 101.6% | 2026.3491 | 250.1681 | 0.052183 | 16.45% | 10.6% | 1.816% | 1.725% | 11863.7882 | 1000 | 130926.762 | 125796.7773 | 128874.9442 | -1051.8178 | 102.4% | 3078.1669 | 0.036005 | 17.44% | 11.54% | 2.804% | 2.664%
683 | 138770.0554 | 3987.6453 | 142757.7007 | 136879.7412 | 101.4% | 1890.3143 | 268.4476 | 0.057542 | 16.22% | 10.38% | 1.583% | 1.504% | 13597.1598 | 2320.0564 | 141090.1118 | 139673.4895 | 141090.1118 | 2320.0564 | 101% | 1416.6223 | 0.06721 | 15.8% | 9.98% | 1.162% | 1.104%
684 | 138027.6398 | 5893.1689 | 143920.8088 | 136286.7469 | 101.3% | 1740.8929 | 277.7661 | 0.060274 | 16.1% | 10.27% | 1.464% | 1.391% | 13993.8782 | 3415.3743 | 141443.0142 | 137754.0286 | 139494.9215 | 1467.2817 | 101.3% | 1740.8929 | 0.060632 | 16.08% | 10.25% | 1.448% | 1.376%
685 | 129124.8821 | 4527.6302 | 133652.5123 | 127156.4274 | 101.5% | 1968.4548 | 253.4242 | 0.053139 | 16.41% | 10.56% | 1.774% | 1.685% | 11944.0294 | 1000 | 130124.8821 | 130078.5557 | 130124.8821 | 1000 | 100% | 46.3264 | 0.098776 | 14.67% | 8.915% | 0.04031% | 0.03878%
686 | 136564.339 | 3814.6463 | 140378.9854 | 134948.4 | 101.2% | 1615.939 | 284.9506 | 0.062381 | 16.01% | 10.18% | 1.372% | 1.304% | 14203.6424 | 5106.7971 | 141671.1361 | 136211.053 | 137826.992 | 1262.6529 | 101.2% | 1615.939 | 0.062673 | 15.99% | 10.17% | 1.359% | 1.292%
687 | 132009.0616 | 7852.2709 | 139861.3325 | 129887.5932 | 101.6% | 2121.4684 | 245.7682 | 0.050925 | 16.51% | 10.65% | 1.872% | 1.778% | 11841.9247 | 3967.1708 | 135976.2323 | 128956.3358 | 131543.4329 | -465.6287 | 102% | 2587.0971 | 0.044087 | 16.93% | 11.06% | 2.299% | 2.184%
688 | 127306.0414 | 7248.6483 | 134554.6897 | 123160.8165 | 103.4% | 4145.2249 | 162.8167 | 0.024108 | 18.49% | 12.54% | 3.858% | 3.664% | 7565.5557 | 5147.86 | 132453.9014 | 124656.9759 | 128802.2008 | 1496.1593 | 103.3% | 4145.2249 | 0.024618 | 18.44% | 12.5% | 3.811% | 3.62%
689 | 134065.9439 | 5196.3544 | 139262.2983 | 132022.5607 | 101.5% | 2043.3832 | 253.4556 | 0.053147 | 16.41% | 10.56% | 1.774% | 1.685% | 12402.6116 | 3073.5202 | 137139.4642 | 135769.8974 | 137139.4642 | 3073.5202 | 101% | 1369.5668 | 0.067355 | 15.79% | 9.974% | 1.156% | 1.098%
690 | 135473.4162 | 3102.4446 | 138575.8609 | 134304.3238 | 100.9% | 1169.0925 | 314.3477 | 0.070999 | 15.63% | 9.824% | 0.9973% | 0.9477% | 15543.8015 | 2790.4279 | 138263.8441 | 132142.173 | 134392.3408 | -1081.0754 | 101.7% | 2250.1678 | 0.04965 | 16.58% | 10.73% | 1.951% | 1.854%
691 | 137594.1701 | 5881.7349 | 143475.905 | 133972.5096 | 102.7% | 3621.6605 | 194.1077 | 0.032459 | 17.73% | 11.82% | 3.098% | 2.943% | 9748.4518 | 1305.7261 | 138899.8962 | 135221.9265 | 138843.5869 | 1249.4168 | 102.7% | 3621.6605 | 0.032774 | 17.7% | 11.79% | 3.07% | 2.916%
692 | 135357.363 | 2315.5825 | 137672.9454 | 134326.6703 | 100.8% | 1030.6927 | 323.6223 | 0.073719 | 15.51% | 9.712% | 0.8791% | 0.8354% | 15988.7032 | 1000 | 136357.363 | 134416.5951 | 135447.2878 | 89.9248 | 100.8% | 1030.6927 | 0.073733 | 15.51% | 9.711% | 0.8785% | 0.8349%
693 | 135501.2991 | 4342.9904 | 139844.2894 | 131766.7293 | 102.8% | 3734.5698 | 187.9195 | 0.030809 | 17.88% | 11.96% | 3.248% | 3.086% | 9294.1201 | 1056.5606 | 136557.8596 | 131898.8281 | 135633.3979 | 132.0988 | 102.8% | 3734.5698 | 0.030844 | 17.88% | 11.96% | 3.245% | 3.083%
694 | 141400.9333 | 4532.0812 | 145933.0145 | 141843.111 | 99.69% | -442.1777 | 420.6383 | 0.11365 | 14.28% | 8.537% | -0.3579% | -0.3394% | 21709.7079 | 1000 | 142400.9333 | 142507.3321 | 142400.9333 | 1000 | 99.93% | -106.3988 | 0.10258 | 14.55% | 8.795% | -0.0861% | -0.08129%
695 | 126331.2755 | 6794.8943 | 133126.1699 | 125022.989 | 101% | 1308.2866 | 298.5238 | 0.066361 | 15.83% | 10.02% | 1.199% | 1.139% | 13765.2074 | 2146.0905 | 128477.366 | 127056.1037 | 128364.3903 | 2033.1147 | 101% | 1308.2866 | 0.066803 | 15.81% | 9.997% | 1.18% | 1.121%
696 | 135934.3916 | 4831.7456 | 140766.1372 | 133964.2322 | 101.5% | 1970.1594 | 260.3833 | 0.055179 | 16.32% | 10.48% | 1.685% | 1.601% | 12919.1902 | 3962.0693 | 139896.4609 | 134156.4273 | 136126.5867 | 192.1951 | 101.5% | 1970.1594 | 0.055234 | 16.32% | 10.48% | 1.683% | 1.599%
697 | 128337.3747 | 3687.8556 | 132025.2303 | 127650.4989 | 100.5% | 686.8758 | 344.2321 | 0.08151 | 15.25% | 9.462% | 0.6163% | 0.5859% | 16124.9131 | 2753.2175 | 131090.5922 | 127642.0208 | 128333.1357 | -4.2391 | 100.5% | 691.1149 | 0.081395 | 15.25% | 9.466% | 0.6202% | 0.5895%
698 | 128892.3064 | 9959.0764 | 138851.3829 | 126853.1253 | 101.6% | 2039.1811 | 248.0779 | 0.051572 | 16.48% | 10.63% | 1.842% | 1.75% | 11670.9982 | 7524.9476 | 136417.2541 | 124989.8114 | 127960.6495 | -931.657 | 102.4% | 2970.8381 | 0.03729 | 17.36% | 11.46% | 2.724% | 2.588%
699 | 133438.7756 | 6337.8124 | 139776.588 | 131024.0651 | 101.8% | 2414.7105 | 234.7472 | 0.04708 | 16.75% | 10.88% | 2.112% | 2.007% | 11433.3963 | 2536.4047 | 135975.1803 | 131665.7056 | 134080.4161 | 641.6405 | 101.8% | 2414.7105 | 0.047245 | 16.74% | 10.87% | 2.102% | 1.997%
700 | 135057.7941 | 6138.9906 | 141196.7847 | 132070.1883 | 102.3% | 2987.6058 | 214.9451 | 0.039394 | 17.23% | 11.34% | 2.593% | 2.463% | 10595.9528 | 2222.5523 | 137280.3463 | 131536.5581 | 134790.979 | -266.8151 | 102.5% | 3254.4208 | 0.035506 | 17.47% | 11.57% | 2.836% | 2.694%
701 | 136647.0896 | 4228.435 | 140875.5247 | 134708.9516 | 101.4% | 1938.138 | 263.2505 | 0.05602 | 16.28% | 10.44% | 1.649% | 1.566% | 13129.9331 | 5571.6856 | 142218.7753 | 138617.4032 | 140555.5413 | 3908.4517 | 101.4% | 1938.138 | 0.057089 | 16.24% | 10.4% | 1.602% | 1.522%
702 | 135423.1895 | 6907.9411 | 142331.1307 | 131217.3956 | 103.2% | 4205.794 | 170.393 | 0.026132 | 18.31% | 12.37% | 3.674% | 3.49% | 8422.4369 | 6289.1628 | 141712.3523 | 133882.1254 | 138087.9194 | 2664.7298 | 103.1% | 4205.794 | 0.026936 | 18.23% | 12.3% | 3.601% | 3.42%
703 | 135983.3601 | 4592.0946 | 140575.4547 | 133917.5821 | 101.5% | 2065.778 | 253.922 | 0.053283 | 16.4% | 10.56% | 1.768% | 1.679% | 12603.1447 | 1000 | 136983.3601 | 134436.17 | 136501.9479 | 518.5878 | 101.5% | 2065.778 | 0.05344 | 16.39% | 10.55% | 1.761% | 1.673%
704 | 137973.2438 | 4245.3306 | 142218.5744 | 135215.2908 | 102% | 2757.953 | 225.454 | 0.043473 | 16.97% | 11.1% | 2.338% | 2.221% | 11353.9161 | 1000 | 138973.2438 | 134265.7342 | 137498.4655 | -474.7783 | 102.4% | 3232.7313 | 0.036724 | 17.39% | 11.5% | 2.76% | 2.621%
705 | 136958.4872 | 5148.8153 | 142107.3025 | 134195.1215 | 102.1% | 2763.3656 | 224.531 | 0.043115 | 16.99% | 11.12% | 2.36% | 2.242% | 11224.2689 | 1000 | 137958.4872 | 130326.8791 | 135024.3659 | -1934.1212 | 103.6% | 4697.4869 | 0.02189 | 18.76% | 12.8% | 4.131% | 3.924%
706 | 137604.9012 | 3903.6851 | 141508.5863 | 135761.7571 | 101.4% | 1843.1441 | 270.549 | 0.058158 | 16.19% | 10.35% | 1.556% | 1.478% | 13588.5366 | 1000 | 138604.9012 | 134738.5763 | 137093.3108 | -511.5904 | 101.7% | 2354.7345 | 0.048828 | 16.64% | 10.78% | 2.003% | 1.903%
707 | 133380.3293 | 2703.8132 | 136084.1425 | 133923.814 | 99.59% | -543.4847 | 429.0938 | 0.11829 | 14.17% | 8.434% | -0.4657% | -0.4418% | 20889.925 | 1049.1444 | 134429.4737 | 136906.6959 | 134429.4737 | 1049.1444 | 98.19% | -2477.2222 | 0.20063 | 12.56% | 6.906% | -2.075% | -1.97%
708 | 136344.6867 | 4370.022 | 140714.7087 | 137310.2958 | 99.3% | -965.6091 | 455.8367 | 0.13294 | 13.83% | 8.111% | -0.8066% | -0.7657% | 22685.0843 | 1400.6435 | 137745.3302 | 136647.5777 | 136013.3276 | -331.3591 | 99.54% | -634.2501 | 0.12116 | 14.1% | 8.371% | -0.5326% | -0.5053%
709 | 132003.7329 | 6177.2343 | 138180.9672 | 130925.6686 | 100.8% | 1078.0643 | 318.5748 | 0.07224 | 15.58% | 9.773% | 0.9434% | 0.8965% | 15349.3661 | 2581.7138 | 134585.4467 | 133420.2782 | 134498.3425 | 2494.6096 | 100.8% | 1078.0643 | 0.072646 | 15.56% | 9.756% | 0.9257% | 0.8797%
710 | 132143.3499 | 3601.6458 | 135744.9957 | 131749.5286 | 100.3% | 393.8212 | 365.7353 | 0.089729 | 14.98% | 9.202% | 0.3421% | 0.3254% | 17640.2609 | 3825.5543 | 135968.9042 | 126818.3659 | 129677.7685 | -2465.5814 | 102.3% | 2859.4026 | 0.03953 | 17.22% | 11.33% | 2.584% | 2.455%
711 | 133399.5738 | 5429.0524 | 138828.6262 | 130759.6753 | 102% | 2639.8985 | 226.4357 | 0.043854 | 16.95% | 11.07% | 2.314% | 2.198% | 11025.3469 | 1706.9361 | 135106.5099 | 125313.3754 | 130676.4238 | -2723.1499 | 104.3% | 5363.0484 | 0.015774 | 19.54% | 13.54% | 4.905% | 4.66%
712 | 132593.1991 | 6929.0926 | 139522.2917 | 130822.9442 | 101.4% | 1770.2549 | 270.9463 | 0.058276 | 16.18% | 10.35% | 1.551% | 1.473% | 13112.8597 | 6439.7688 | 139032.9679 | 131731.5184 | 133501.7733 | 908.5742 | 101.3% | 1770.2549 | 0.058522 | 16.17% | 10.34% | 1.54% | 1.463%
713 | 134305.0585 | 3889.3002 | 138194.3587 | 132717.0113 | 101.2% | 1588.0473 | 285.0338 | 0.062404 | 16% | 10.18% | 1.371% | 1.303% | 13972.7389 | 3949.3403 | 138254.3989 | 133202.7831 | 134790.8304 | 485.7718 | 101.2% | 1588.0473 | 0.062519 | 16% | 10.17% | 1.366% | 1.298%
714 | 144590.8641 | 790.114 | 145380.9782 | 145379.3176 | 99.46% | -788.4535 | 441.3715 | 0.12502 | 14.01% | 8.286% | -0.6222% | -0.5905% | 23293.6762 | 3191.1346 | 147781.9988 | 146511.8105 | 146511.8105 | 1920.9464 | 100% | 0 | 0.1 | 14.63% | 8.876% | -0.0005144% | 0%
715 | 133204.8185 | 5693.0954 | 138897.9139 | 131244.2375 | 101.5% | 1960.581 | 258.3025 | 0.054568 | 16.35% | 10.5% | 1.712% | 1.626% | 12558.606 | 4273.496 | 137478.3145 | 129667.9274 | 132416.6635 | -788.1551 | 102.1% | 2748.7361 | 0.042003 | 17.06% | 11.18% | 2.43% | 2.308%
716 | 139986.189 | 1072.2462 | 141058.4352 | 137908.7953 | 101.5% | 2077.3937 | 257.1775 | 0.054238 | 16.36% | 10.52% | 1.726% | 1.64% | 13140.4745 | 1000 | 140986.189 | 138124.9303 | 140202.324 | 216.135 | 101.5% | 2077.3937 | 0.0543 | 16.36% | 10.51% | 1.724% | 1.637%
717 | 143567.8438 | 2984.0778 | 146551.9216 | 142566.4928 | 100.7% | 1001.3511 | 329.4664 | 0.075865 | 15.44% | 9.641% | 0.8046% | 0.7647% | 17264.7837 | 3461.9554 | 147029.7993 | 141298.5063 | 142933.8506 | -633.9932 | 101.2% | 1635.3443 | 0.063437 | 15.96% | 10.14% | 1.326% | 1.26%
718 | 144400.6984 | 2187.8894 | 146588.5878 | 143897.4758 | 100.3% | 503.2226 | 361.1691 | 0.087983 | 15.03% | 9.257% | 0.4004% | 0.3808% | 19035.8709 | 1838.2351 | 146238.9335 | 141629.6037 | 143266.7624 | -1133.936 | 101.2% | 1637.1587 | 0.063475 | 15.96% | 10.13% | 1.325% | 1.259%
719 | 143062.4197 | 4270.52 | 147332.9397 | 141472.5485 | 101.1% | 1589.8712 | 291.5721 | 0.064322 | 15.92% | 10.1% | 1.288% | 1.224% | 15225.2481 | 1177.2894 | 144239.7091 | 142015.16 | 143605.0312 | 542.6114 | 101.1% | 1589.8712 | 0.064435 | 15.92% | 10.1% | 1.283% | 1.219%
720 | 138463.9267 | 4461.542 | 142925.4688 | 135552.2474 | 102.1% | 2911.6794 | 220.3412 | 0.041486 | 17.1% | 11.21% | 2.462% | 2.339% | 11135.8951 | 3617.0892 | 142081.0159 | 135551.8397 | 138463.7229 | -0.20384 | 102.1% | 2911.8832 | 0.041484 | 17.1% | 11.22% | 2.462% | 2.339%
721 | 141429.572 | 4658.3456 | 146087.9175 | 136545.0406 | 103.6% | 4884.5313 | 152.8211 | 0.022139 | 18.73% | 12.77% | 4.1% | 3.895% | 7888.8997 | 3543.3342 | 144972.9062 | 136783.7211 | 141668.2524 | 238.6804 | 103.6% | 4884.5313 | 0.022197 | 18.73% | 12.76% | 4.093% | 3.888%
722 | 140839.0176 | 5197.6561 | 146036.6737 | 141261.3435 | 99.7% | -422.3259 | 419.4865 | 0.11302 | 14.29% | 8.551% | -0.3432% | -0.3255% | 21564.2228 | 5682.9559 | 146521.9734 | 142472.0838 | 142472.0838 | 1633.0663 | 100% | 0 | 0.1 | 14.63% | 8.876% | -0.0005144% | 0%
723 | 134167.359 | 5470.6547 | 139638.0137 | 133412.5288 | 100.6% | 754.8302 | 341.7418 | 0.080558 | 15.28% | 9.492% | 0.6481% | 0.616% | 16735.4693 | 4361.5454 | 138528.9044 | 135298.5039 | 136053.3341 | 1885.9751 | 100.6% | 754.8302 | 0.080829 | 15.27% | 9.484% | 0.639% | 0.6074%
724 | 130545.4168 | 5900.3578 | 136445.7746 | 127894.0128 | 102.1% | 2651.404 | 223.8738 | 0.04286 | 17.01% | 11.13% | 2.376% | 2.257% | 10667.3799 | 3588.871 | 134134.2878 | 125110.6385 | 129153.7297 | -1391.6871 | 103.2% | 4043.0912 | 0.025799 | 18.34% | 12.39% | 3.704% | 3.518%
725 | 130281.7785 | 3743.7293 | 134025.5078 | 128397.8428 | 101.5% | 1883.9357 | 260.6921 | 0.055268 | 16.31% | 10.47% | 1.681% | 1.598% | 12396.6533 | 1000 | 131281.7785 | 128349.0916 | 130257.4029 | -24.3756 | 101.5% | 1908.3113 | 0.054753 | 16.34% | 10.49% | 1.704% | 1.619%
726 | 124954.5157 | 9211.9888 | 134166.5045 | 122977.6336 | 101.6% | 1976.8821 | 248.0779 | 0.051572 | 16.48% | 10.63% | 1.842% | 1.75% | 11314.4374 | 5024.5831 | 129979.0988 | 124107.9474 | 126084.8295 | 1130.3138 | 101.6% | 1976.8821 | 0.051957 | 16.46% | 10.61% | 1.825% | 1.734%
727 | 135682.4228 | 7024.6659 | 142707.0888 | 133012.2121 | 102% | 2670.2107 | 226.9717 | 0.044063 | 16.93% | 11.06% | 2.301% | 2.186% | 11240.5656 | 6520.5741 | 142202.997 | 133511.6355 | 136181.8463 | 499.4234 | 102% | 2670.2107 | 0.044201 | 16.93% | 11.05% | 2.292% | 2.178%
728 | 129218.274 | 7543.3867 | 136761.6607 | 125793.3688 | 102.7% | 3424.9052 | 193.1918 | 0.032215 | 17.75% | 11.84% | 3.121% | 2.964% | 9111.8258 | 5300.0396 | 134518.3136 | 126270.5239 | 129695.4291 | 477.1551 | 102.7% | 3424.9052 | 0.032345 | 17.74% | 11.83% | 3.109% | 2.953%
729 | 140394.4284 | 2848.9052 | 143243.3336 | 139599.6272 | 100.6% | 794.8012 | 341.4233 | 0.080436 | 15.29% | 9.496% | 0.6521% | 0.6199% | 17495.882 | 3198.5583 | 143592.9867 | 144819.1915 | 143592.9867 | 3198.5583 | 99.15% | -1226.2048 | 0.14001 | 13.66% | 7.954% | -0.9711% | -0.9219%
730 | 136779.0399 | 3312.9627 | 140092.0026 | 133981.2855 | 102.1% | 2797.7544 | 223.1586 | 0.042584 | 17.03% | 11.15% | 2.393% | 2.274% | 11141.0499 | 1000 | 137779.0399 | 133685.5808 | 136631.1875 | -147.8523 | 102.2% | 2945.6067 | 0.040471 | 17.16% | 11.28% | 2.525% | 2.399%
731 | 131910.2674 | 5112.8011 | 137023.0685 | 129665.9052 | 101.7% | 2244.3622 | 240.0414 | 0.049135 | 16.62% | 10.76% | 1.984% | 1.885% | 11557.3312 | 3443.1261 | 135353.3935 | 128601.9561 | 131378.2929 | -531.9745 | 102.2% | 2776.3368 | 0.041288 | 17.11% | 11.23% | 2.474% | 2.35%
732 | 133192.2773 | 5810.1481 | 139002.4254 | 128640.0021 | 103.5% | 4552.2752 | 154.6331 | 0.022492 | 18.69% | 12.73% | 4.056% | 3.853% | 7517.5141 | 1000 | 134192.2773 | 126724.307 | 132234.4297 | -957.8476 | 104.3% | 5510.1228 | 0.015304 | 19.62% | 13.61% | 4.984% | 4.734%
733 | 133830.7877 | 4825.6194 | 138656.4072 | 132028.946 | 101.4% | 1801.8418 | 269.9109 | 0.057971 | 16.2% | 10.36% | 1.564% | 1.486% | 13184.674 | 3074.2834 | 136905.0711 | 134288.1503 | 136089.9921 | 2259.2043 | 101.3% | 1801.8418 | 0.058576 | 16.17% | 10.34% | 1.538% | 1.461%
734 | 140498.9046 | 2084.5405 | 142583.445 | 139429.0611 | 100.8% | 1069.8435 | 323.6223 | 0.073719 | 15.51% | 9.712% | 0.8791% | 0.8354% | 16596.0332 | 1000 | 141498.9046 | 141126.4697 | 141498.9046 | 1000 | 100.3% | 372.4349 | 0.090932 | 14.94% | 9.164% | 0.302% | 0.2873%
735 | 135273.5852 | 3446.4608 | 138720.046 | 135290.6994 | 99.99% | -17.1141 | 393.748 | 0.10044 | 14.62% | 8.862% | -0.01502% | -0.01377% | 19441.2532 | 1204.3453 | 136477.9305 | 132000.9332 | 133628.7022 | -1644.8831 | 101.2% | 1627.769 | 0.06144 | 16.05% | 10.22% | 1.413% | 1.343%
736 | 131353.5638 | 5970.6165 | 137324.1804 | 129698.2951 | 101.3% | 1655.2687 | 277.8662 | 0.060304 | 16.1% | 10.27% | 1.462% | 1.39% | 13322.0317 | 3399.2933 | 134752.8572 | 127192.9652 | 130100.8988 | -1252.665 | 102.3% | 2907.9337 | 0.038952 | 17.25% | 11.37% | 2.62% | 2.489%
737 | 128281.0241 | 9594.2407 | 137875.2647 | 126343.0035 | 101.5% | 1938.0206 | 254.6985 | 0.053511 | 16.39% | 10.55% | 1.758% | 1.67% | 11925.6405 | 5154.5228 | 133435.5469 | 122302.1741 | 126260.6094 | -2020.4147 | 103.2% | 3958.4353 | 0.025736 | 18.34% | 12.4% | 3.71% | 3.524%
738 | 140649.4426 | 3173.1231 | 143822.5657 | 140230.2711 | 100.3% | 419.1716 | 365.7353 | 0.089729 | 14.98% | 9.202% | 0.3421% | 0.3254% | 18775.7679 | 2963.6333 | 143613.0759 | 133740.847 | 137404.7306 | -3244.712 | 102.7% | 3663.8836 | 0.032002 | 17.77% | 11.86% | 3.14% | 2.983%
739 | 136665.4517 | 4731.2621 | 141396.7139 | 134602.9614 | 101.5% | 2062.4903 | 254.8479 | 0.053555 | 16.39% | 10.54% | 1.756% | 1.668% | 12712.5479 | 1559.7424 | 138225.1941 | 135665.5618 | 137728.0521 | 1062.6004 | 101.5% | 2062.4903 | 0.053871 | 16.38% | 10.53% | 1.742% | 1.655%
740 | 135997.007 | 3885.6288 | 139882.6358 | 135071.8865 | 100.7% | 925.1205 | 331.0319 | 0.076465 | 15.42% | 9.622% | 0.7846% | 0.7457% | 16432.0639 | 1000 | 136997.007 | 133090.1012 | 135006.1144 | -990.8927 | 101.4% | 1916.0132 | 0.055997 | 16.28% | 10.44% | 1.65% | 1.567%
741 | 135319.1383 | 4292.0615 | 139611.1998 | 133719.1004 | 101.2% | 1600.0379 | 285.0338 | 0.062404 | 16% | 10.18% | 1.371% | 1.303% | 14078.2411 | 3414.175 | 138733.3133 | 139929.9022 | 138733.3133 | 3414.175 | 99.14% | -1196.5889 | 0.14043 | 13.65% | 7.945% | -0.9808% | -0.931%
742 | 125380.4853 | 6684.6418 | 132065.1271 | 122293.9997 | 102.5% | 3086.4855 | 202.5801 | 0.034722 | 17.53% | 11.62% | 2.893% | 2.748% | 9270.8489 | 1802.7426 | 127183.2278 | 121825.8201 | 125146.3955 | -234.0898 | 102.7% | 3320.5754 | 0.032177 | 17.76% | 11.84% | 3.124% | 2.968%
743 | 133289.9289 | 4611.1836 | 137901.1125 | 131362.6211 | 101.5% | 1927.3077 | 260.7019 | 0.055271 | 16.31% | 10.47% | 1.681% | 1.597% | 12683.3602 | 2393.2865 | 135683.2154 | 135438.594 | 135683.2154 | 2393.2865 | 100.2% | 244.6213 | 0.093794 | 14.84% | 9.073% | 0.2065% | 0.1966%
744 | 134381.6332 | 2443.3024 | 136824.9356 | 131962.2759 | 101.8% | 2419.3573 | 235.1998 | 0.047256 | 16.73% | 10.87% | 2.101% | 1.996% | 11536.384 | 2018.848 | 136400.4812 | 133371.8878 | 135791.2451 | 1409.6119 | 101.8% | 2419.3573 | 0.047611 | 16.71% | 10.85% | 2.079% | 1.975%
745 | 129741.4856 | 3992.0457 | 133733.5313 | 128311.4387 | 101.1% | 1430.0469 | 292.4073 | 0.064567 | 15.91% | 10.09% | 1.277% | 1.213% | 13847.1349 | 3802.0561 | 133543.5417 | 130132.7214 | 131562.7683 | 1821.2827 | 101.1% | 1430.0469 | 0.064978 | 15.89% | 10.07% | 1.259% | 1.196%
746 | 135187.5137 | 4606.5557 | 139794.0694 | 132130.0013 | 102.3% | 3057.5124 | 212.496 | 0.038442 | 17.29% | 11.4% | 2.652% | 2.519% | 10485.2845 | 2147.0695 | 137334.5832 | 134133.6053 | 137191.1177 | 2003.604 | 102.3% | 3057.5124 | 0.039076 | 17.25% | 11.36% | 2.612% | 2.482%
747 | 133694.8331 | 5026.1215 | 138720.9546 | 130678.4091 | 102.3% | 3016.424 | 212.7652 | 0.038548 | 17.28% | 11.39% | 2.646% | 2.513% | 10382.6457 | 1000 | 134694.8331 | 128412.2154 | 132561.7362 | -1133.0969 | 103.2% | 4149.5209 | 0.025801 | 18.34% | 12.39% | 3.704% | 3.518%
748 | 135833.4474 | 2869.7207 | 138703.1682 | 134395.645 | 101.1% | 1437.8024 | 296.4248 | 0.065745 | 15.86% | 10.04% | 1.226% | 1.165% | 14696.5046 | 2006.928 | 137840.3754 | 134441.5784 | 135879.3808 | 45.9334 | 101.1% | 1437.8024 | 0.065754 | 15.86% | 10.04% | 1.225% | 1.164%
749 | 132186.0987 | 4406.0454 | 136592.1441 | 127620.8078 | 103.6% | 4565.2909 | 152.8211 | 0.022139 | 18.73% | 12.77% | 4.1% | 3.895% | 7373.3015 | 1937.422 | 134123.5207 | 126107.3755 | 131429.3826 | -756.7161 | 104.2% | 5322.0071 | 0.016244 | 19.47% | 13.47% | 4.837% | 4.595%
750 | 139878.436 | 6321.3805 | 146199.8165 | 138911.923 | 100.7% | 966.513 | 330.0538 | 0.076092 | 15.43% | 9.634% | 0.7971% | 0.7575% | 16851.1028 | 2922.0797 | 142800.5156 | 137207.2489 | 139026.0989 | -852.337 | 101.3% | 1818.85 | 0.059002 | 16.15% | 10.32% | 1.519% | 1.443%
751 | 138919.3915 | 3991.9365 | 142911.3281 | 140267.7658 | 99.04% | -1348.3742 | 479.0379 | 0.14566 | 13.53% | 7.83% | -1.102% | -1.047% | 24289.8911 | 3356.4324 | 142275.8239 | 144749.3652 | 142275.8239 | 3356.4324 | 98.29% | -2473.5414 | 0.19406 | 12.67% | 7.016% | -1.959% | -1.861%
752 | 147042.0291 | 4084.5008 | 151126.5299 | 146598.0902 | 100.3% | 443.9389 | 365.3842 | 0.089594 | 14.98% | 9.206% | 0.3466% | 0.3297% | 19610.2924 | 3933.3142 | 150975.3432 | 147498.6975 | 147942.6364 | 900.6073 | 100.3% | 443.9389 | 0.089658 | 14.98% | 9.204% | 0.3445% | 0.3277%
753 | 139519.0094 | 2378.1649 | 141897.1743 | 141275 | 98.76% | -1755.9905 | 486.8373 | 0.16363 | 13.21% | 7.523% | -1.425% | -1.353% | 24791.9147 | 1000 | 140519.0094 | 147489.2114 | 140519.0094 | 1000 | 95.27% | -6970.202 | 0.55804 | 9.215% | 3.731% | -5.418% | -5.145%
754 | 134527.3331 | 4997.4082 | 139524.7413 | 132931.7047 | 101.2% | 1595.6284 | 284.6953 | 0.062305 | 16.01% | 10.18% | 1.375% | 1.307% | 13979.2427 | 3347.6115 | 137874.9446 | 132659.445 | 134391.2032 | -136.1298 | 101.3% | 1731.7582 | 0.059535 | 16.13% | 10.3% | 1.496% | 1.421%
755 | 130935.7066 | 6657.7478 | 137593.4544 | 128525.938 | 101.9% | 2409.7686 | 233.2366 | 0.046494 | 16.78% | 10.92% | 2.149% | 2.041% | 11146.7359 | 2093.6158 | 133029.3224 | 131832.1831 | 133029.3224 | 2093.6158 | 100.9% | 1197.1393 | 0.070008 | 15.67% | 9.865% | 1.04% | 0.9887%
756 | 138543.1937 | 5040.9564 | 143584.1501 | 135987.897 | 101.9% | 2555.2967 | 233.0447 | 0.046418 | 16.79% | 10.92% | 2.154% | 2.046% | 11784.6674 | 2034.5399 | 140577.7335 | 139009.2038 | 140577.7335 | 2034.5399 | 101.1% | 1568.5297 | 0.064202 | 15.93% | 10.1% | 1.293% | 1.229%
757 | 136533.8321 | 4028.7903 | 140562.6224 | 134597.3005 | 101.4% | 1936.5316 | 263.2505 | 0.05602 | 16.28% | 10.44% | 1.649% | 1.566% | 13119.0506 | 6363.0872 | 142896.9193 | 134822.0813 | 136758.6129 | 224.7808 | 101.4% | 1936.5316 | 0.056083 | 16.28% | 10.44% | 1.646% | 1.564%
758 | 132469.6741 | 4051.4539 | 136521.128 | 129277.8693 | 102.5% | 3191.8048 | 205.1785 | 0.035601 | 17.46% | 11.56% | 2.83% | 2.688% | 9920.6748 | 2597.2393 | 135066.9134 | 127439.586 | 131550.5324 | -919.1417 | 103.2% | 4110.9464 | 0.025872 | 18.33% | 12.39% | 3.697% | 3.512%
759 | 128921.7248 | 5682.4583 | 134604.1831 | 125975.2609 | 102.3% | 2946.4639 | 211.3212 | 0.037986 | 17.31% | 11.42% | 2.681% | 2.547% | 9944.0224 | 4348.3026 | 133270.0273 | 123664.7741 | 127766.4814 | -1155.2434 | 103.3% | 4101.7073 | 0.024725 | 18.43% | 12.49% | 3.802% | 3.611%
760 | 136325.7398 | 4194.6381 | 140520.3779 | 133432.308 | 102.2% | 2893.4318 | 219.3701 | 0.041111 | 17.12% | 11.24% | 2.485% | 2.361% | 10915.6114 | 3618.747 | 139944.4868 | 132663.0691 | 135941.1204 | -384.6194 | 102.5% | 3278.0512 | 0.035565 | 17.47% | 11.57% | 2.832% | 2.69%
761 | 138203.4544 | 4125.4763 | 142328.9307 | 136616.7616 | 101.2% | 1586.6928 | 288.19 | 0.06333 | 15.96% | 10.14% | 1.331% | 1.265% | 14537.533 | 1000 | 139203.4544 | 136503.6638 | 138146.9055 | -56.5489 | 101.2% | 1643.2418 | 0.062213 | 16.01% | 10.19% | 1.379% | 1.311%
762 | 136733.0427 | 5498.152 | 142231.1946 | 132424.1163 | 103.3% | 4308.9263 | 168.0933 | 0.025518 | 18.36% | 12.42% | 3.73% | 3.543% | 8389.1246 | 3997.055 | 140730.0977 | 130111.6155 | 135576.7923 | -1156.2504 | 104.2% | 5465.1767 | 0.016426 | 19.45% | 13.45% | 4.814% | 4.573%
763 | 124923.3358 | 5344.7916 | 130268.1273 | 119923.2089 | 104.2% | 5000.1269 | 124.8454 | 0.01671 | 19.41% | 13.42% | 4.779% | 4.54% | 5692.5773 | 5299.8942 | 130223.23 | 119875.2244 | 124899.3436 | -23.9922 | 104.2% | 5024.1191 | 0.016511 | 19.44% | 13.44% | 4.804% | 4.563%
764 | 129348.3582 | 8566.1164 | 137914.4746 | 125674.811 | 102.9% | 3673.5472 | 183.7233 | 0.029689 | 17.98% | 12.06% | 3.35% | 3.183% | 8673.9706 | 4710.2846 | 134058.6428 | 124032.4601 | 128527.1827 | -821.1755 | 103.6% | 4494.7227 | 0.021712 | 18.79% | 12.82% | 4.154% | 3.945%
765 | 131733.3633 | 10074.8388 | 141808.2021 | 129743.1861 | 101.5% | 1990.1772 | 254.6985 | 0.053511 | 16.39% | 10.55% | 1.758% | 1.67% | 12246.5871 | 5382.2846 | 137115.648 | 129384.3057 | 131553.9231 | -179.4402 | 101.7% | 2169.6174 | 0.050126 | 16.56% | 10.7% | 1.922% | 1.826%
766 | 133413.8824 | 5319.0251 | 138732.9075 | 131139.9183 | 101.7% | 2273.9641 | 239.8943 | 0.049078 | 16.62% | 10.76% | 1.987% | 1.888% | 11681.9086 | 2213.2251 | 135627.1074 | 130813.083 | 133250.4647 | -163.4177 | 101.9% | 2437.3817 | 0.046708 | 16.77% | 10.9% | 2.135% | 2.029%
767 | 122858.2404 | 8051.6768 | 130909.9172 | 119053.9501 | 103.2% | 3804.2904 | 170.861 | 0.026255 | 18.3% | 12.36% | 3.663% | 3.479% | 7661.9624 | 3041.6996 | 125899.9401 | 117123.9892 | 121893.26 | -964.9805 | 104.1% | 4769.2708 | 0.017603 | 19.3% | 13.31% | 4.667% | 4.433%
768 | 134834.9872 | 4075.5935 | 138910.5807 | 133586.1511 | 100.9% | 1248.836 | 308.5593 | 0.069303 | 15.7% | 9.894% | 1.071% | 1.018% | 15185.6729 | 3297.6965 | 138132.6837 | 132826.8422 | 134455.3327 | -379.6545 | 101.2% | 1628.4905 | 0.061627 | 16.04% | 10.21% | 1.405% | 1.335%
769 | 128246.6665 | 4824.2587 | 133070.9252 | 126291.5998 | 101.5% | 1955.0667 | 253.4242 | 0.053139 | 16.41% | 10.56% | 1.774% | 1.685% | 11862.7946 | 2025.5817 | 130272.2482 | 125082.9568 | 127642.345 | -604.3215 | 102% | 2559.3883 | 0.043354 | 16.98% | 11.1% | 2.345% | 2.228%
770 | 132815.4019 | 3852.8059 | 136668.2078 | 130623.7907 | 101.7% | 2191.6112 | 242.5525 | 0.050109 | 16.56% | 10.7% | 1.923% | 1.827% | 11758.3675 | 2117.4981 | 134932.9 | 132692.8775 | 134884.4887 | 2069.0868 | 101.7% | 2191.6112 | 0.050588 | 16.53% | 10.67% | 1.893% | 1.798%
771 | 126950.2647 | 7027.7016 | 133977.9663 | 124976.7888 | 101.6% | 1973.4759 | 250.6366 | 0.052321 | 16.44% | 10.6% | 1.81% | 1.719% | 11613.7083 | 5441.4797 | 132391.7443 | 125287.7792 | 127261.2551 | 310.9904 | 101.6% | 1973.4759 | 0.052425 | 16.44% | 10.59% | 1.805% | 1.715%
772 | 138156.0329 | 4226.2366 | 142382.2696 | 134827.2176 | 102.5% | 3328.8154 | 205.1785 | 0.035601 | 17.46% | 11.56% | 2.83% | 2.688% | 10346.5271 | 3729.737 | 141885.77 | 131846.5771 | 136665.7127 | -1490.3203 | 103.7% | 4819.1356 | 0.021425 | 18.82% | 12.86% | 4.189% | 3.98%
773 | 140810.4072 | 5084.0174 | 145894.4246 | 138671.2996 | 101.5% | 2139.1076 | 253.922 | 0.053283 | 16.4% | 10.56% | 1.768% | 1.679% | 13050.5227 | 3528.5782 | 144338.9855 | 137719.6533 | 140334.584 | -475.8232 | 101.9% | 2614.9308 | 0.046057 | 16.81% | 10.94% | 2.176% | 2.067%
774 | 134678.7067 | 4143.9602 | 138822.6669 | 132748.9888 | 101.5% | 1929.7179 | 261.9153 | 0.055627 | 16.3% | 10.46% | 1.666% | 1.583% | 12875.1624 | 2699.5707 | 137378.2774 | 131149.4092 | 133878.9169 | -799.7898 | 102.1% | 2729.5077 | 0.042711 | 17.02% | 11.14% | 2.385% | 2.266%
775 | 140218.805 | 4185.636 | 144404.4409 | 139439.8709 | 100.6% | 778.9341 | 342.3867 | 0.080805 | 15.27% | 9.484% | 0.6398% | 0.6082% | 17523.3046 | 3510.5894 | 143729.3944 | 141431.3623 | 142210.2964 | 1991.4914 | 100.6% | 778.9341 | 0.081075 | 15.26% | 9.476% | 0.6308% | 0.5996%
776 | 134628.7818 | 3819.2562 | 138448.038 | 131882.4031 | 102.1% | 2746.3787 | 223.4336 | 0.042689 | 17.02% | 11.14% | 2.387% | 2.267% | 10979.4149 | 3557.402 | 138186.1838 | 132571.7681 | 135318.1468 | 689.3649 | 102.1% | 2746.3787 | 0.042887 | 17.01% | 11.13% | 2.374% | 2.255%
777 | 130959.9112 | 4197.4331 | 135157.3442 | 128238.8961 | 102.1% | 2721.0151 | 221.5729 | 0.041967 | 17.07% | 11.19% | 2.432% | 2.31% | 10591.266 | 3386.2382 | 134346.1494 | 130336.7739 | 133057.789 | 2097.8778 | 102.1% | 2721.0151 | 0.042593 | 17.03% | 11.15% | 2.393% | 2.273%
778 | 131311.9032 | 6865.9819 | 138177.8851 | 128582.7241 | 102.1% | 2729.1792 | 221.541 | 0.041954 | 17.07% | 11.19% | 2.433% | 2.311% | 10618.2035 | 2720.131 | 134032.0342 | 128713.9278 | 131443.107 | 131.2038 | 102.1% | 2729.1792 | 0.041994 | 17.06% | 11.18% | 2.43% | 2.309%
779 | 129811.9101 | 7205.8433 | 137017.7534 | 128467.5781 | 101% | 1344.332 | 298.5238 | 0.066361 | 15.83% | 10.02% | 1.199% | 1.139% | 14144.4615 | 6311.1621 | 136123.0722 | 129894.3408 | 131238.6728 | 1426.7627 | 101% | 1344.332 | 0.066664 | 15.82% | 10% | 1.186% | 1.127%
780 | 133766.0309 | 6150.2459 | 139916.2768 | 130925.6126 | 102.2% | 2840.4183 | 219.3257 | 0.041093 | 17.12% | 11.24% | 2.486% | 2.362% | 10708.4882 | 2681.4404 | 136447.4713 | 133667.1685 | 136447.4713 | 2681.4404 | 102.1% | 2780.3027 | 0.042733 | 17.02% | 11.14% | 2.384% | 2.265%
781 | 141165.6145 | 3371.5288 | 144537.1434 | 140462.1263 | 100.5% | 703.4882 | 347.5859 | 0.08279 | 15.21% | 9.421% | 0.5736% | 0.5453% | 17909.5188 | 2664.4534 | 143830.0679 | 137570.6484 | 139719.8756 | -1445.7389 | 101.6% | 2149.2271 | 0.052764 | 16.42% | 10.58% | 1.79% | 1.701%
782 | 133785.0294 | 6823.049 | 140608.0783 | 131998.8623 | 101.4% | 1786.1671 | 270.9463 | 0.058276 | 16.18% | 10.35% | 1.551% | 1.473% | 13230.7262 | 1560.1557 | 135345.1851 | 131392.1923 | 133481.6943 | -303.335 | 101.6% | 2089.5021 | 0.052026 | 16.46% | 10.61% | 1.822% | 1.731%
783 | 137208.1525 | 6166.6585 | 143374.8111 | 134957.0973 | 101.7% | 2251.0552 | 243.0129 | 0.050289 | 16.54% | 10.69% | 1.912% | 1.816% | 12170.3211 | 2656.6956 | 139864.8481 | 137214.9829 | 139466.0381 | 2257.8855 | 101.6% | 2251.0552 | 0.050792 | 16.51% | 10.66% | 1.88% | 1.786%
784 | 130948.3068 | 6616.2452 | 137564.552 | 127962.6305 | 102.3% | 2985.6763 | 211.59 | 0.03809 | 17.31% | 11.42% | 2.674% | 2.54% | 10113.1851 | 7614.5037 | 138562.8106 | 130610.5627 | 133596.239 | 2647.9321 | 102.3% | 2985.6763 | 0.038957 | 17.25% | 11.37% | 2.62% | 2.489%
785 | 136380.3803 | 6094.4025 | 142474.7828 | 134373.0596 | 101.5% | 2007.3207 | 258.3025 | 0.054568 | 16.35% | 10.5% | 1.712% | 1.626% | 12857.9993 | 3193.6631 | 139574.0434 | 132850.3175 | 135619.0092 | -761.3711 | 102.1% | 2768.6918 | 0.042659 | 17.02% | 11.15% | 2.389% | 2.269%
786 | 133296.6525 | 5774.1743 | 139070.8268 | 129468.6787 | 103% | 3827.9738 | 182.1309 | 0.029265 | 18.02% | 12.1% | 3.389% | 3.219% | 8861.2654 | 1471.1151 | 134767.7676 | 128808.3172 | 132966.4718 | -330.1807 | 103.2% | 4158.1546 | 0.025842 | 18.33% | 12.39% | 3.7% | 3.515%
787 | 134428.339 | 5210.4007 | 139638.7398 | 132045.6634 | 101.8% | 2382.6756 | 236.5668 | 0.047787 | 16.7% | 10.84% | 2.068% | 1.965% | 11607.4669 | 1000 | 135428.339 | 133520.9731 | 135428.339 | 1000 | 101.4% | 1907.3659 | 0.05629 | 16.27% | 10.43% | 1.637% | 1.555%
788 | 137603.2482 | 5333.4592 | 142936.7075 | 133890.8824 | 102.8% | 3712.3659 | 190.8271 | 0.031584 | 17.81% | 11.89% | 3.178% | 3.019% | 9584.3245 | 3180.0413 | 140783.2896 | 129082.4775 | 135199.0458 | -2404.2024 | 104.7% | 6116.5683 | 0.012619 | 20.06% | 14.04% | 5.431% | 5.159%
789 | 135623.0154 | 5225.5543 | 140848.5697 | 132053.2384 | 102.7% | 3569.7771 | 194.1077 | 0.032459 | 17.73% | 11.82% | 3.098% | 2.943% | 9608.7969 | 1790.6366 | 137413.652 | 134300.814 | 137413.652 | 1790.6366 | 102.3% | 3112.838 | 0.038373 | 17.29% | 11.4% | 2.656% | 2.524%
790 | 118639.2318 | 5411.8568 | 124051.0886 | 114260.6201 | 103.8% | 4378.6117 | 140.7746 | 0.019802 | 19.03% | 13.05% | 4.392% | 4.172% | 6096.0085 | 1965.6068 | 120604.8386 | 113619.9141 | 118318.8788 | -320.353 | 104.1% | 4698.9647 | 0.017019 | 19.37% | 13.38% | 4.74% | 4.503%
791 | 139199.8794 | 4461.5346 | 143661.414 | 137430.1618 | 101.3% | 1769.7176 | 276.8344 | 0.060001 | 16.11% | 10.28% | 1.476% | 1.402% | 14065.392 | 2135.926 | 141335.8054 | 139284.3368 | 141054.0544 | 1854.1751 | 101.3% | 1769.7176 | 0.060453 | 16.09% | 10.26% | 1.456% | 1.383%
792 | 135743.5722 | 6170.1624 | 141913.7345 | 133887.6142 | 101.4% | 1855.9579 | 267.9799 | 0.057405 | 16.22% | 10.39% | 1.589% | 1.509% | 13277.4411 | 1139.0847 | 136882.6569 | 136108.6933 | 136882.6569 | 1139.0847 | 100.6% | 773.9635 | 0.08046 | 15.28% | 9.495% | 0.6513% | 0.6191%
793 | 136027.8208 | 4717.7279 | 140745.5487 | 136210.7929 | 99.87% | -182.9721 | 404.688 | 0.10491 | 14.48% | 8.73% | -0.1545% | -0.1463% | 20092.8236 | 3991.3138 | 140019.1346 | 134588.6617 | 135216.7552 | -811.0656 | 100.5% | 628.0935 | 0.083964 | 15.17% | 9.384% | 0.5344% | 0.5081%
794 | 139831.0251 | 5051.748 | 144882.7732 | 137804.3901 | 101.5% | 2026.6351 | 260.3833 | 0.055179 | 16.32% | 10.48% | 1.685% | 1.601% | 13289.5259 | 4881.0722 | 144712.0974 | 138550.8007 | 140577.4358 | 746.4106 | 101.5% | 2026.6351 | 0.055388 | 16.31% | 10.47% | 1.676% | 1.593%
795 | 131051.804 | 3765.8564 | 134817.6604 | 129444.6299 | 101.2% | 1607.1741 | 280.9818 | 0.061217 | 16.06% | 10.23% | 1.423% | 1.352% | 13440.4597 | 4656.6689 | 135708.4728 | 129954.4553 | 131561.6294 | 509.8254 | 101.2% | 1607.1741 | 0.061345 | 16.05% | 10.22% | 1.417% | 1.346%
796 | 132462.878 | 5359.7696 | 137822.6476 | 130864.3638 | 101.2% | 1598.5142 | 282.7878 | 0.061747 | 16.03% | 10.21% | 1.4% | 1.33% | 13672.4957 | 3296.3709 | 135759.2489 | 129993.8537 | 132027.623 | -435.255 | 101.6% | 2033.7692 | 0.052705 | 16.43% | 10.58% | 1.793% | 1.703%
797 | 133845.9607 | 5234.1996 | 139080.1603 | 131805.3549 | 101.5% | 2040.6058 | 253.4157 | 0.053135 | 16.41% | 10.56% | 1.774% | 1.686% | 12380.3134 | 2350.5847 | 136196.5454 | 129566.0322 | 132726.2993 | -1119.6614 | 102.4% | 3160.2672 | 0.036148 | 17.43% | 11.53% | 2.796% | 2.656%
798 | 132575.1081 | 7154.3947 | 139729.5028 | 129311.5129 | 102.5% | 3263.5952 | 202.5801 | 0.034722 | 17.53% | 11.62% | 2.893% | 2.748% | 9802.8317 | 4221.1052 | 136796.2134 | 130219.4172 | 133483.0125 | 907.9043 | 102.5% | 3263.5952 | 0.034944 | 17.51% | 11.6% | 2.872% | 2.729%
799 | 135104.9612 | 4266.9832 | 139371.9443 | 133188.696 | 101.4% | 1916.2652 | 263.2505 | 0.05602 | 16.28% | 10.44% | 1.649% | 1.566% | 12981.7554 | 2007.092 | 137112.0532 | 135110.256 | 137026.5213 | 1921.5601 | 101.4% | 1916.2652 | 0.056559 | 16.26% | 10.42% | 1.625% | 1.544%
800 | 135174.0863 | 1628.6034 | 136802.6897 | 133007.7234 | 101.6% | 2166.3629 | 246.1733 | 0.051012 | 16.5% | 10.65% | 1.867% | 1.773% | 12145.8324 | 4785.3359 | 139959.4221 | 133400.0183 | 135566.3813 | 392.295 | 101.6% | 2166.3629 | 0.051138 | 16.49% | 10.64% | 1.861% | 1.768%
801 | 132595.0199 | 6215.3916 | 138810.4114 | 129352.4417 | 102.5% | 3242.5782 | 203.3882 | 0.034937 | 17.51% | 11.61% | 2.873% | 2.729% | 9843.4165 | 1000 | 133595.0199 | 131870.2937 | 133595.0199 | 1000 | 101.3% | 1724.7262 | 0.059469 | 16.13% | 10.3% | 1.499% | 1.424%
802 | 132882.2668 | 4088.6851 | 136970.9519 | 130539.6297 | 101.8% | 2342.637 | 237.0323 | 0.047967 | 16.69% | 10.83% | 2.057% | 1.954% | 11496.5457 | 1971.5848 | 134853.8516 | 131204.202 | 133546.8391 | 664.5723 | 101.8% | 2342.637 | 0.048134 | 16.68% | 10.82% | 2.046% | 1.944%
803 | 138001.2103 | 5188.0154 | 143189.2257 | 135011.4867 | 102.2% | 2989.7236 | 217.199 | 0.040269 | 17.17% | 11.29% | 2.538% | 2.411% | 10940.4112 | 1019.2248 | 139020.4351 | 132974.3631 | 136982.6485 | -1018.5618 | 103% | 4008.2854 | 0.028538 | 18.09% | 12.16% | 3.455% | 3.282%
804 | 135056.823 | 2853.3132 | 137910.1362 | 133851.3391 | 100.9% | 1205.484 | 311.6384 | 0.070205 | 15.67% | 9.857% | 1.032% | 0.9806% | 15362.4471 | 1391.1831 | 136448.0061 | 128649.4979 | 132455.9024 | -2600.9206 | 103% | 3806.4045 | 0.029239 | 18.02% | 12.1% | 3.391% | 3.221%
805 | 135270.13 | 3446.3727 | 138716.5028 | 135253.8211 | 100% | 16.3089 | 391.5266 | 0.099586 | 14.65% | 8.889% | 0.01331% | 0.01313% | 19331.0765 | 1000 | 136270.13 | 137346.6318 | 136270.13 | 1000 | 99.22% | -1076.5018 | 0.13691 | 13.73% | 8.023% | -0.899% | -0.8534%
806 | 133469.391 | 6066.7905 | 139536.1815 | 131452.2182 | 101.5% | 2017.1728 | 254.6445 | 0.053495 | 16.39% | 10.55% | 1.759% | 1.671% | 12405.3435 | 3096.042 | 136565.433 | 131753.5914 | 133770.7642 | 301.3732 | 101.5% | 2017.1728 | 0.053588 | 16.39% | 10.54% | 1.755% | 1.667%
807 | 136180.2873 | 5479.8869 | 141660.1743 | 135750.9424 | 100.3% | 429.345 | 364.1722 | 0.089132 | 15% | 9.221% | 0.362% | 0.3443% | 18101.4723 | 1000 | 137180.2873 | 137565.5763 | 137180.2873 | 1000 | 99.72% | -385.289 | 0.11209 | 14.31% | 8.571% | -0.3216% | -0.3049%
808 | 130122.7323 | 5966.7661 | 136089.4984 | 127359.6767 | 102.2% | 2763.0556 | 219.3257 | 0.041093 | 17.12% | 11.24% | 2.486% | 2.362% | 10416.8281 | 5184.6583 | 135307.3906 | 127741.6448 | 130504.7005 | 381.9681 | 102.2% | 2763.0556 | 0.041212 | 17.11% | 11.23% | 2.479% | 2.355%
809 | 135759.9791 | 3965.1048 | 139725.0839 | 133711.1538 | 101.5% | 2048.8253 | 254.8479 | 0.053555 | 16.39% | 10.54% | 1.756% | 1.668% | 12628.3213 | 4112.3704 | 139872.3495 | 131268.0552 | 134538.4298 | -1221.5493 | 102.5% | 3270.3746 | 0.03519 | 17.49% | 11.59% | 2.855% | 2.713%
810 | 132366.8443 | 7535.3098 | 139902.1541 | 130501.9217 | 101.4% | 1864.9226 | 264.1266 | 0.056276 | 16.27% | 10.43% | 1.638% | 1.556% | 12760.9877 | 4133.2417 | 136500.086 | 131505.3191 | 133370.2417 | 1003.3974 | 101.4% | 1864.9226 | 0.056563 | 16.26% | 10.42% | 1.625% | 1.544%
811 | 138566.9344 | 3660.3173 | 142227.2517 | 137824.0714 | 100.5% | 742.863 | 344.1511 | 0.081479 | 15.25% | 9.463% | 0.6173% | 0.5868% | 17406.1085 | 2473.3914 | 141040.3258 | 133142.9204 | 136226.3589 | -2340.5755 | 102.3% | 3083.4385 | 0.038408 | 17.29% | 11.4% | 2.654% | 2.521%
812 | 138022.1869 | 3472.4343 | 141494.6212 | 136491.8398 | 101.1% | 1530.3471 | 291.8037 | 0.064391 | 15.92% | 10.1% | 1.285% | 1.221% | 14700.515 | 1000 | 139022.1869 | 138299.194 | 139022.1869 | 1000 | 100.5% | 722.9929 | 0.082036 | 15.23% | 9.445% | 0.5988% | 0.5692%
813 | 132793.4694 | 5038.7606 | 137832.23 | 130873.3403 | 101.5% | 1920.1292 | 260.7019 | 0.055271 | 16.31% | 10.47% | 1.681% | 1.597% | 12636.119 | 1732.9981 | 134526.4675 | 132649.0704 | 134526.4675 | 1732.9981 | 101.4% | 1877.3972 | 0.056638 | 16.26% | 10.42% | 1.622% | 1.541%
814 | 134171.3749 | 4115.6863 | 138287.0612 | 130638.4208 | 102.7% | 3532.9541 | 194.0537 | 0.032446 | 17.73% | 11.82% | 3.1% | 2.944% | 9503.3063 | 2536.4157 | 136707.7906 | 132274.0292 | 135806.9833 | 1635.6084 | 102.7% | 3532.9541 | 0.032867 | 17.69% | 11.78% | 3.061% | 2.908%
815 | 131235.9631 | 3005.4037 | 134241.3669 | 130237.066 | 100.8% | 998.8972 | 323.6528 | 0.073728 | 15.51% | 9.711% | 0.8787% | 0.8351% | 15503.3356 | 1421.5961 | 132657.5592 | 130941.8806 | 131940.7778 | 704.8146 | 100.8% | 998.8972 | 0.073836 | 15.51% | 9.707% | 0.874% | 0.8306%
816 | 137201.5675 | 4583.1324 | 141784.6999 | 134098.5036 | 102.3% | 3103.0639 | 212.496 | 0.038442 | 17.29% | 11.4% | 2.652% | 2.519% | 10641.4966 | 4309.9831 | 141511.5506 | 135232.0029 | 138335.0668 | 1133.4993 | 102.3% | 3103.0639 | 0.038798 | 17.26% | 11.37% | 2.63% | 2.498%
817 | 135891.3842 | 4584.9454 | 140476.3296 | 134061.7994 | 101.4% | 1829.5848 | 269.9109 | 0.057971 | 16.2% | 10.36% | 1.564% | 1.486% | 13387.6788 | 3883.2213 | 139774.6055 | 135048.4556 | 136878.0404 | 986.6562 | 101.4% | 1829.5848 | 0.058234 | 16.19% | 10.35% | 1.552% | 1.475%
818 | 133723.3001 | 3793.5688 | 137516.8689 | 130976.7498 | 102.1% | 2746.5502 | 222.7472 | 0.042422 | 17.04% | 11.16% | 2.403% | 2.283% | 10872.0672 | 2347.3887 | 136070.6888 | 134380.3834 | 136070.6888 | 2347.3887 | 101.3% | 1690.3054 | 0.060788 | 16.07% | 10.25% | 1.441% | 1.37%
819 | 137569.8508 | 4409.2901 | 141979.1409 | 135593.4778 | 101.5% | 1976.373 | 261.5635 | 0.055524 | 16.3% | 10.46% | 1.67% | 1.587% | 13133.8872 | 1000 | 138569.8508 | 134456.265 | 137001.2445 | -568.6064 | 101.9% | 2544.9794 | 0.046166 | 16.8% | 10.94% | 2.169% | 2.061%
820 | 131864.2446 | 5104.4224 | 136968.667 | 132036.1602 | 99.87% | -171.9156 | 404.317 | 0.1047 | 14.48% | 8.734% | -0.1498% | -0.1418% | 19459.9596 | 4534.685 | 136398.9296 | 131117.4915 | 131404.9102 | -459.3344 | 100.2% | 287.4187 | 0.092468 | 14.88% | 9.115% | 0.2508% | 0.2387%
821 | 139320.8761 | 4831.9379 | 144152.814 | 139023.6039 | 100.2% | 297.2721 | 373.3858 | 0.092652 | 14.88% | 9.109% | 0.2446% | 0.2328% | 18987.4614 | 5199.2808 | 144520.1569 | 141015.0248 | 141312.297 | 1991.4209 | 100.2% | 297.2721 | 0.092756 | 14.87% | 9.106% | 0.2411% | 0.2295%
822 | 130741.6425 | 5141.5253 | 135883.1678 | 128765.3965 | 101.5% | 1976.246 | 254.6233 | 0.053489 | 16.39% | 10.55% | 1.759% | 1.671% | 12150.8019 | 1000 | 131741.6425 | 126659.2813 | 129688.5849 | -1053.0576 | 102.4% | 3029.3036 | 0.037018 | 17.37% | 11.48% | 2.741% | 2.604%
823 | 134471.365 | 4663.7468 | 139135.1117 | 132314.6622 | 101.6% | 2156.7027 | 246.0627 | 0.050986 | 16.5% | 10.65% | 1.868% | 1.775% | 12077.2609 | 1709.9654 | 136181.3304 | 135486.3468 | 136181.3304 | 1709.9654 | 100.5% | 694.9835 | 0.082374 | 15.22% | 9.435% | 0.5875% | 0.5585%
824 | 137176.9453 | 8547.345 | 145724.2902 | 135163.4318 | 101.5% | 2013.5134 | 258.6808 | 0.054677 | 16.34% | 10.5% | 1.707% | 1.622% | 12952.0421 | 7018.5334 | 144195.4787 | 130743.3517 | 134966.9052 | -2210.04 | 103.2% | 4223.5535 | 0.025814 | 18.34% | 12.39% | 3.703% | 3.517%
825 | 126796.1703 | 8212.3957 | 135008.566 | 123962.1511 | 102.3% | 2834.0192 | 213.8102 | 0.038953 | 17.25% | 11.37% | 2.62% | 2.489% | 9895.2634 | 5449.6539 | 132245.8242 | 124595.6056 | 127429.6248 | 633.4545 | 102.3% | 2834.0192 | 0.039166 | 17.24% | 11.35% | 2.607% | 2.476%
826 | 133020.3193 | 3715.6514 | 136735.9707 | 131070.0805 | 101.5% | 1950.2388 | 258.8336 | 0.054724 | 16.34% | 10.5% | 1.705% | 1.62% | 12566.9958 | 4158.9005 | 137179.2198 | 130978.0922 | 132974.3252 | -45.9941 | 101.5% | 1996.233 | 0.05377 | 16.38% | 10.54% | 1.747% | 1.659%
827 | 132101.073 | 7689.5631 | 139790.636 | 129978.1259 | 101.6% | 2122.947 | 245.7682 | 0.050925 | 16.51% | 10.65% | 1.872% | 1.778% | 11850.1786 | 2910.3088 | 135011.3818 | 128790.026 | 131507.023 | -594.05 | 102.1% | 2716.997 | 0.04219 | 17.05% | 11.17% | 2.418% | 2.297%
828 | 139920.4999 | 3645.0556 | 143565.5555 | 136549.1704 | 102.5% | 3371.3295 | 205.1785 | 0.035601 | 17.46% | 11.56% | 2.83% | 2.688% | 10478.6683 | 5944.2274 | 145864.7273 | 137520.3364 | 140891.6659 | 971.166 | 102.5% | 3371.3295 | 0.035921 | 17.44% | 11.55% | 2.81% | 2.669%
829 | 131249.7921 | 6248.626 | 137498.4181 | 127513.806 | 102.9% | 3735.986 | 183.4052 | 0.029603 | 17.99% | 12.07% | 3.358% | 3.19% | 8786.2433 | 2822.0327 | 134071.8248 | 126849.4258 | 130917.6019 | -332.1901 | 103.2% | 4068.1761 | 0.026108 | 18.31% | 12.37% | 3.676% | 3.492%
830 | 142049.6206 | 2231.4912 | 144281.1117 | 140892.4616 | 100.8% | 1157.159 | 318.7639 | 0.072296 | 15.57% | 9.77% | 0.941% | 0.8942% | 16527.3074 | 1000 | 143049.6206 | 145198.9264 | 143049.6206 | 1000 | 98.52% | -2149.3058 | 0.17913 | 12.94% | 7.265% | -1.697% | -1.612%
831 | 125610.0923 | 4703.5522 | 130313.6444 | 123918.9305 | 101.4% | 1691.1618 | 269.9109 | 0.057971 | 16.2% | 10.36% | 1.564% | 1.486% | 12374.7917 | 3077.4307 | 128687.523 | 126552.1532 | 128243.315 | 2633.2227 | 101.3% | 1691.1618 | 0.05872 | 16.16% | 10.33% | 1.531% | 1.455%
832 | 132340.7108 | 5712.5487 | 138053.2595 | 127828.2247 | 103.5% | 4512.4861 | 155.0459 | 0.022571 | 18.68% | 12.72% | 4.046% | 3.843% | 7489.3952 | 6357.3484 | 138698.0592 | 129793.9222 | 134306.4083 | 1965.6975 | 103.5% | 4512.4861 | 0.023062 | 18.62% | 12.66% | 3.985% | 3.785%
833 | 144678.3289 | 3440.4641 | 148118.793 | 145267.8496 | 99.59% | -589.5207 | 429.0938 | 0.11829 | 14.17% | 8.434% | -0.4657% | -0.4418% | 22659.4091 | 4309.5007 | 148987.8296 | 142739.5939 | 143414.2011 | -1264.1278 | 100.5% | 674.6072 | 0.08376 | 15.17% | 9.391% | 0.5413% | 0.5146%
834 | 138204.2814 | 5349.8432 | 143554.1246 | 138070.8561 | 100.1% | 133.4254 | 383.9224 | 0.096679 | 14.74% | 8.981% | 0.1103% | 0.1052% | 19366.7986 | 1982.2536 | 140186.535 | 135299.6861 | 136818.6964 | -1385.585 | 101.1% | 1519.0103 | 0.064351 | 15.92% | 10.1% | 1.286% | 1.222%
835 | 134136.9622 | 7101.3686 | 141238.3307 | 132851.7004 | 101% | 1285.2618 | 305.6302 | 0.068444 | 15.74% | 9.93% | 1.108% | 1.053% | 14963.6502 | 3862.2371 | 137999.1993 | 134626.0475 | 135911.3093 | 1774.3471 | 101% | 1285.2618 | 0.06878 | 15.73% | 9.916% | 1.094% | 1.039%
836 | 139687.9125 | 6737.3649 | 146425.2773 | 136721.7476 | 102.2% | 2966.1648 | 219.3257 | 0.041093 | 17.12% | 11.24% | 2.486% | 2.362% | 11182.5578 | 3607.4245 | 143295.3369 | 139686.4153 | 142652.5802 | 2964.6677 | 102.1% | 2966.1648 | 0.041937 | 17.07% | 11.19% | 2.434% | 2.312%
837 | 135635.7861 | 3897.5801 | 139533.3662 | 134049.0201 | 101.2% | 1586.766 | 286.1849 | 0.062743 | 15.99% | 10.16% | 1.356% | 1.289% | 14168.1746 | 4355.4812 | 139991.2673 | 134091.3788 | 135678.1448 | 42.3587 | 101.2% | 1586.766 | 0.062752 | 15.99% | 10.16% | 1.356% | 1.288%
838 | 128844.9465 | 5264.1874 | 134109.1339 | 127219.8716 | 101.3% | 1625.0749 | 277.7661 | 0.060274 | 16.1% | 10.27% | 1.464% | 1.391% | 13062.8945 | 1000 | 129844.9465 | 124339.2642 | 127404.6428 | -1440.3037 | 102.5% | 3065.3786 | 0.035668 | 17.46% | 11.56% | 2.826% | 2.684%
839 | 133328.4099 | 6719.8816 | 140048.2915 | 130915.6965 | 101.8% | 2412.7134 | 234.7472 | 0.04708 | 16.75% | 10.88% | 2.112% | 2.007% | 11423.9398 | 4127.9078 | 137456.3176 | 133097.5992 | 135510.3126 | 2181.9027 | 101.8% | 2412.7134 | 0.047634 | 16.71% | 10.85% | 2.077% | 1.974%
840 | 136650.4059 | 3817.0504 | 140467.4563 | 134793.2906 | 101.4% | 1857.1153 | 268.7401 | 0.057628 | 16.21% | 10.38% | 1.579% | 1.5% | 13404.0577 | 1000 | 137650.4059 | 134024.6778 | 136266.0995 | -384.3064 | 101.7% | 2241.4217 | 0.050208 | 16.55% | 10.7% | 1.917% | 1.821%
841 | 128401.1628 | 7834.8293 | 136235.9921 | 126337.6757 | 101.6% | 2063.4872 | 245.7682 | 0.050925 | 16.51% | 10.65% | 1.872% | 1.778% | 11518.2767 | 5960.8683 | 134362.0311 | 125475.6846 | 127970.1673 | -430.9956 | 102% | 2494.4827 | 0.04442 | 16.91% | 11.04% | 2.278% | 2.164%
842 | 137326.8374 | 3836.5517 | 141163.3891 | 134018.0012 | 102.5% | 3308.8362 | 205.1785 | 0.035601 | 17.46% | 11.56% | 2.83% | 2.688% | 10284.4285 | 1255.0174 | 138581.8548 | 133651.7608 | 137143.7172 | -183.1202 | 102.6% | 3491.9564 | 0.033601 | 17.63% | 11.72% | 2.995% | 2.845%
843 | 140154.1348 | 3209.6367 | 143363.7714 | 138761.9024 | 101% | 1392.2324 | 302.4039 | 0.067498 | 15.78% | 9.969% | 1.15% | 1.092% | 15469.8543 | 1000 | 141154.1348 | 139505.6615 | 140897.8939 | 743.7592 | 101% | 1392.2324 | 0.067639 | 15.78% | 9.963% | 1.143% | 1.087%
844 | 131245.8588 | 5087.0488 | 136332.9076 | 127578.5729 | 102.9% | 3667.2859 | 186.0156 | 0.0303 | 17.93% | 12.01% | 3.295% | 3.13% | 8911.0307 | 2421.0036 | 133666.8624 | 125604.9737 | 130259.0592 | -986.7996 | 103.7% | 4654.0855 | 0.020965 | 18.88% | 12.91% | 4.247% | 4.034%
845 | 135052.0341 | 4031.404 | 139083.4381 | 133900.2678 | 100.9% | 1151.7664 | 315.2749 | 0.071271 | 15.62% | 9.813% | 0.9855% | 0.9365% | 15541.1589 | 4279.3975 | 139331.4316 | 136424.44 | 137576.2063 | 2524.1722 | 100.8% | 1151.7664 | 0.071691 | 15.6% | 9.795% | 0.9673% | 0.9192%
846 | 129999.3065 | 6972.2037 | 136971.5101 | 124720.4539 | 104.2% | 5278.8525 | 121.8587 | 0.016131 | 19.48% | 13.48% | 4.851% | 4.608% | 5782.1623 | 2429.1185 | 132428.4249 | 127644.1248 | 132428.4249 | 2429.1185 | 103.7% | 4784.3001 | 0.020572 | 18.93% | 12.96% | 4.296% | 4.081%
847 | 127507.4054 | 4086.7758 | 131594.1812 | 123933.974 | 102.9% | 3573.4314 | 185.5998 | 0.030189 | 17.94% | 12.02% | 3.305% | 3.139% | 8637.8508 | 1000 | 128507.4054 | 123470.9316 | 127275.8842 | -231.5212 | 103.1% | 3804.9526 | 0.027689 | 18.17% | 12.23% | 3.532% | 3.355%
848 | 128937.89 | 7147.7877 | 136085.6777 | 125813.9123 | 102.5% | 3123.9777 | 204.5115 | 0.035344 | 17.48% | 11.58% | 2.846% | 2.703% | 9624.7866 | 1728.669 | 130666.5591 | 127190.714 | 130314.6918 | 1376.8018 | 102.5% | 3123.9777 | 0.035836 | 17.45% | 11.55% | 2.815% | 2.674%
849 | 129722.1348 | 6457.6124 | 136179.7473 | 128662.7042 | 100.8% | 1059.4307 | 318.5748 | 0.07224 | 15.58% | 9.773% | 0.9434% | 0.8965% | 15084.0624 | 3471.8723 | 133194.0071 | 134122.7459 | 133194.0071 | 3471.8723 | 99.31% | -928.7388 | 0.13241 | 13.84% | 8.122% | -0.7943% | -0.7539%
850 | 132602.5859 | 3442.644 | 136045.2299 | 132207.396 | 100.3% | 395.1899 | 365.7353 | 0.089729 | 14.98% | 9.202% | 0.3421% | 0.3254% | 17701.5658 | 3857.4224 | 136460.0082 | 135647.5883 | 136042.7782 | 3440.1923 | 100.3% | 395.1899 | 0.089989 | 14.97% | 9.193% | 0.3335% | 0.3172%
851 | 136041.0608 | 4461.8585 | 140502.9193 | 133987.9935 | 101.5% | 2053.0673 | 254.8479 | 0.053555 | 16.39% | 10.54% | 1.756% | 1.668% | 12654.4674 | 1000 | 137041.0608 | 138427.1101 | 137041.0608 | 1000 | 99% | -1386.0494 | 0.14784 | 13.49% | 7.786% | -1.148% | -1.09%
852 | 136503.5366 | 6522.4521 | 143025.9887 | 134681.0747 | 101.4% | 1822.4619 | 270.9463 | 0.058276 | 16.18% | 10.35% | 1.551% | 1.473% | 13499.5741 | 6442.011 | 142945.5476 | 137027.4814 | 138849.9433 | 2346.4067 | 101.3% | 1822.4619 | 0.058887 | 16.16% | 10.32% | 1.524% | 1.448%
853 | 136639.9903 | 6272.0393 | 142912.0297 | 134167.3506 | 101.8% | 2472.6398 | 234.7472 | 0.04708 | 16.75% | 10.88% | 2.112% | 2.007% | 11707.685 | 3857.5137 | 140497.504 | 134554.7015 | 137027.3413 | 387.351 | 101.8% | 2472.6398 | 0.047178 | 16.74% | 10.88% | 2.106% | 2.001%
854 | 132262.106 | 5953.061 | 138215.1671 | 129504.004 | 102.1% | 2758.1021 | 221.1974 | 0.041821 | 17.07% | 11.19% | 2.441% | 2.319% | 10678.4501 | 1366.7618 | 133628.8679 | 129811.0113 | 132569.1133 | 307.0073 | 102.1% | 2758.1021 | 0.041914 | 17.07% | 11.19% | 2.435% | 2.313%
855 | 143796.7527 | 4550.4831 | 148347.2358 | 141757.2072 | 101.4% | 2039.5455 | 263.2505 | 0.05602 | 16.28% | 10.44% | 1.649% | 1.566% | 13816.9188 | 1756.1846 | 145552.9373 | 141870.5566 | 143910.1021 | 113.3494 | 101.4% | 2039.5455 | 0.05605 | 16.28% | 10.44% | 1.647% | 1.565%
856 | 147804.5953 | 447.8569 | 148252.4523 | 146713.1125 | 100.7% | 1091.4828 | 325.723 | 0.074436 | 15.49% | 9.686% | 0.8523% | 0.81% | 17572.3254 | 2744.6535 | 150549.2488 | 149252.9064 | 150344.3892 | 2539.7939 | 100.7% | 1091.4828 | 0.074871 | 15.47% | 9.672% | 0.8378% | 0.7962%
857 | 132662.195 | 4081.9137 | 136744.1087 | 130742.2667 | 101.5% | 1919.9283 | 260.5825 | 0.055236 | 16.32% | 10.48% | 1.683% | 1.599% | 12617.8495 | 1000 | 133662.195 | 129869.7203 | 132225.9218 | -436.2732 | 101.8% | 2356.2015 | 0.047606 | 16.71% | 10.85% | 2.079% | 1.975%
858 | 133183.4828 | 4097.9533 | 137281.4362 | 130761.2716 | 101.9% | 2422.2113 | 234.3012 | 0.046907 | 16.76% | 10.89% | 2.123% | 2.017% | 11389.8439 | 2563.6111 | 135747.094 | 128973.0053 | 132289.3497 | -894.1331 | 102.6% | 3316.3444 | 0.034123 | 17.58% | 11.68% | 2.947% | 2.8%
859 | 140013.904 | 5263.6806 | 145277.5846 | 137835.7692 | 101.6% | 2178.1347 | 250.5348 | 0.05229 | 16.44% | 10.6% | 1.811% | 1.721% | 12803.5997 | 3510.717 | 143524.6209 | 138994.3501 | 141172.4849 | 1158.5809 | 101.6% | 2178.1347 | 0.052638 | 16.43% | 10.58% | 1.796% | 1.706%
860 | 136756.9753 | 2889.2319 | 139646.2072 | 135504.286 | 100.9% | 1252.6893 | 309.4941 | 0.069576 | 15.69% | 9.883% | 1.059% | 1.007% | 15448.7975 | 6212.8222 | 142969.7975 | 137211.9077 | 138464.597 | 1707.6217 | 100.9% | 1252.6893 | 0.06988 | 15.68% | 9.87% | 1.046% | 0.994%
861 | 136697.8285 | 3482.7472 | 140180.5757 | 137233.1603 | 99.61% | -535.3318 | 427.6828 | 0.11751 | 14.19% | 8.451% | -0.4477% | -0.4247% | 21339.1076 | 1000 | 137697.8285 | 139650.2647 | 137697.8285 | 1000 | 98.6% | -1952.4362 | 0.17376 | 13.03% | 7.354% | -1.603% | -1.522%
862 | 129407.381 | 5882.1537 | 135289.5347 | 127850.0267 | 101.2% | 1557.3543 | 283.093 | 0.061836 | 16.03% | 10.2% | 1.396% | 1.326% | 13371.5296 | 1189.8503 | 130597.2313 | 125611.3073 | 128288.0213 | -1119.3597 | 102.1% | 2676.714 | 0.041799 | 17.08% | 11.2% | 2.442% | 2.32%
863 | 130675.4357 | 5318.1863 | 135993.622 | 129951.4537 | 100.6% | 723.982 | 342.5215 | 0.080856 | 15.27% | 9.483% | 0.6381% | 0.6066% | 16337.0877 | 4269.1376 | 134944.5733 | 127463.9108 | 129431.6642 | -1243.7715 | 101.5% | 1967.7535 | 0.053252 | 16.4% | 10.56% | 1.769% | 1.681%
864 | 134476.1473 | 3735.4485 | 138211.5958 | 133699.6983 | 100.6% | 776.449 | 340.3975 | 0.080044 | 15.3% | 9.508% | 0.6652% | 0.6323% | 16708.0019 | 1464.8793 | 135941.0265 | 133946.9745 | 134723.4235 | 247.2762 | 100.6% | 776.449 | 0.080081 | 15.3% | 9.507% | 0.664% | 0.6311%
865 | 130249.9599 | 5773.4971 | 136023.457 | 127510.8417 | 102.1% | 2739.1183 | 220.3312 | 0.041484 | 17.1% | 11.22% | 2.462% | 2.339% | 10474.8174 | 3273.26 | 133523.2199 | 126979.7787 | 129984.4285 | -265.5315 | 102.4% | 3004.6497 | 0.037485 | 17.35% | 11.45% | 2.712% | 2.576%
866 | 125075.5793 | 9449.9992 | 134525.5785 | 123096.7819 | 101.6% | 1978.7974 | 248.0779 | 0.051572 | 16.48% | 10.63% | 1.842% | 1.75% | 11325.3995 | 7995.1726 | 133070.752 | 121092.5014 | 124073.4391 | -1002.1403 | 102.5% | 2980.9377 | 0.035734 | 17.45% | 11.56% | 2.821% | 2.68%
867 | 131594.15 | 5877.6097 | 137471.7597 | 129461.7616 | 101.6% | 2132.3884 | 244.5237 | 0.050671 | 16.52% | 10.67% | 1.888% | 1.793% | 11744.9306 | 3872.1705 | 135466.3205 | 132199.7982 | 134332.1866 | 2738.0366 | 101.6% | 2132.3884 | 0.051427 | 16.48% | 10.63% | 1.849% | 1.756%
868 | 136686.6482 | 6213.0295 | 142899.6777 | 133689.5138 | 102.2% | 2997.1345 | 215.9028 | 0.039766 | 17.2% | 11.32% | 2.569% | 2.441% | 10771.5238 | 6344.7477 | 143031.3959 | 135433.5003 | 138430.6348 | 1743.9866 | 102.2% | 2997.1345 | 0.040295 | 17.17% | 11.29% | 2.536% | 2.409%
869 | 137055.0439 | 7460.0145 | 144515.0585 | 134924.4865 | 101.6% | 2130.5574 | 250.6366 | 0.052321 | 16.44% | 10.6% | 1.81% | 1.719% | 12538.1173 | 1607.7868 | 138662.8307 | 130883.1824 | 135034.3919 | -2020.6521 | 103.2% | 4151.2095 | 0.026554 | 18.27% | 12.33% | 3.635% | 3.453%
870 | 137629.1497 | 4723.8174 | 142352.9672 | 133813.6256 | 102.9% | 3815.5241 | 187.1088 | 0.030592 | 17.9% | 11.98% | 3.268% | 3.104% | 9399.3425 | 4004.97 | 141634.1197 | 138133.3099 | 141634.1197 | 4004.97 | 102.5% | 3500.8098 | 0.034589 | 17.54% | 11.64% | 2.905% | 2.759%
871 | 128991.6435 | 5356.4957 | 134348.1392 | 126043.5816 | 102.3% | 2948.0619 | 211.3212 | 0.037986 | 17.31% | 11.42% | 2.681% | 2.547% | 9949.4154 | 2262.0501 | 131253.6936 | 126694.5653 | 129642.6272 | 650.9837 | 102.3% | 2948.0619 | 0.038206 | 17.3% | 11.41% | 2.667% | 2.533%
872 | 139368.0336 | 3191.6344 | 142559.6679 | 138064.0645 | 100.9% | 1303.9691 | 307.6957 | 0.069049 | 15.72% | 9.904% | 1.082% | 1.028% | 15652.2764 | 1000 | 140368.0336 | 135546.2384 | 138109.1205 | -1258.913 | 101.9% | 2562.8822 | 0.046203 | 16.8% | 10.93% | 2.167% | 2.059%
873 | 138707.8395 | 5214.5804 | 143922.42 | 136218.1486 | 101.8% | 2489.6909 | 235.4666 | 0.04736 | 16.73% | 10.87% | 2.095% | 1.99% | 11921.2857 | 3173.4302 | 141881.2698 | 137076.3914 | 139566.0823 | 858.2427 | 101.8% | 2489.6909 | 0.047569 | 16.71% | 10.85% | 2.082% | 1.977%
874 | 143742.271 | 3202.8437 | 146945.1147 | 141839.1958 | 101.3% | 1903.0752 | 271.9817 | 0.058578 | 16.17% | 10.34% | 1.538% | 1.461% | 14269.775 | 1041.6162 | 144783.8872 | 145496.4684 | 144783.8872 | 1041.6162 | 99.51% | -712.5812 | 0.12242 | 14.07% | 8.343% | -0.5619% | -0.5332%
875 | 143113.1929 | 4586.9613 | 147700.1542 | 140744.8562 | 101.7% | 2368.3367 | 242.3166 | 0.050019 | 16.56% | 10.71% | 1.928% | 1.832% | 12657.7285 | 1000 | 144113.1929 | 138223.2486 | 141852.3891 | -1260.8038 | 102.6% | 3629.1405 | 0.033439 | 17.64% | 11.73% | 3.009% | 2.859%
876 | 133219.6323 | 6055.4378 | 139275.0702 | 131319.9328 | 101.4% | 1899.6995 | 262.5483 | 0.055813 | 16.29% | 10.45% | 1.658% | 1.575% | 12766.4531 | 3885.5112 | 137105.1435 | 128654.0078 | 131886.6698 | -1332.9625 | 102.5% | 3232.662 | 0.034862 | 17.51% | 11.61% | 2.88% | 2.736%
877 | 133719.8252 | 6255.8983 | 139975.7234 | 132653.1127 | 100.8% | 1066.7125 | 320.3125 | 0.072748 | 15.55% | 9.752% | 0.9213% | 0.8755% | 15633.7276 | 4497.8359 | 138217.661 | 131414.9608 | 133100.7493 | -619.0759 | 101.3% | 1685.7884 | 0.060131 | 16.1% | 10.27% | 1.47% | 1.397%
878 | 141319.7594 | 3925.5489 | 145245.3082 | 140824.0244 | 100.4% | 495.7349 | 360.9609 | 0.087904 | 15.04% | 9.259% | 0.403% | 0.3833% | 18618.9836 | 1080.3646 | 142400.1239 | 143949.5739 | 142400.1239 | 1080.3646 | 98.92% | -1549.45 | 0.15274 | 13.4% | 7.704% | -1.234% | -1.172%
879 | 134249.2449 | 3857.7369 | 138106.9818 | 133217.5784 | 100.8% | 1031.6665 | 322.9841 | 0.073531 | 15.52% | 9.719% | 0.8872% | 0.8432% | 15826.5341 | 1632.1777 | 135881.4226 | 132916.2073 | 134098.5593 | -150.6855 | 100.9% | 1182.352 | 0.070497 | 15.65% | 9.845% | 1.019% | 0.9685%
880 | 132378.6249 | 7108.2238 | 139486.8487 | 130513.5364 | 101.4% | 1865.0885 | 264.1266 | 0.056276 | 16.27% | 10.43% | 1.638% | 1.556% | 12762.1234 | 6074.8292 | 138453.4541 | 132951.5596 | 134816.6482 | 2438.0233 | 101.4% | 1865.0885 | 0.056967 | 16.24% | 10.4% | 1.608% | 1.527%
881 | 139768.0244 | 3071.8247 | 142839.8491 | 139876.5726 | 99.92% | -108.5482 | 399.5878 | 0.10268 | 14.54% | 8.792% | -0.08947% | -0.08449% | 20385.1035 | 1520.1291 | 141288.1535 | 143533.3466 | 141288.1535 | 1520.1291 | 98.44% | -2245.1931 | 0.18461 | 12.84% | 7.173% | -1.794% | -1.703%
882 | 130343.7475 | 5981.8604 | 136325.6079 | 127371.8554 | 102.3% | 2971.8921 | 211.59 | 0.03809 | 17.31% | 11.42% | 2.674% | 2.54% | 10066.4947 | 1565.9527 | 131909.7003 | 127194.6979 | 130255.1687 | -88.5788 | 102.4% | 3060.4709 | 0.036753 | 17.39% | 11.5% | 2.758% | 2.62%
883 | 134278.9296 | 3170.109 | 137449.0386 | 132945.0279 | 101% | 1333.9017 | 302.4066 | 0.067497 | 15.78% | 9.969% | 1.15% | 1.092% | 14821.494 | 2045.6181 | 136324.5477 | 134661.0077 | 135994.9095 | 1715.9799 | 101% | 1333.9017 | 0.067834 | 15.77% | 9.955% | 1.135% | 1.078%
884 | 135971.6231 | 3212.2187 | 139183.8418 | 133190.3841 | 102.1% | 2781.239 | 223.1586 | 0.042584 | 17.03% | 11.15% | 2.393% | 2.274% | 11075.2835 | 1000 | 136971.6231 | 135674.615 | 136971.6231 | 1000 | 101% | 1297.0081 | 0.068746 | 15.73% | 9.917% | 1.095% | 1.041%
885 | 144028.8789 | 3326.6024 | 147355.4813 | 142445.7174 | 101.1% | 1583.1615 | 292.6898 | 0.064648 | 15.91% | 10.09% | 1.274% | 1.21% | 15386.8586 | 3371.3621 | 147400.241 | 141082.6995 | 143347.3699 | -681.509 | 101.6% | 2264.6704 | 0.051632 | 16.47% | 10.62% | 1.84% | 1.748%
886 | 127738.4406 | 4448.494 | 132186.9346 | 124849.4026 | 102.3% | 2889.038 | 212.496 | 0.038442 | 17.29% | 11.4% | 2.652% | 2.519% | 9907.5266 | 2386.067 | 130124.5076 | 126183.455 | 129072.4931 | 1334.0525 | 102.3% | 2889.038 | 0.038891 | 17.26% | 11.37% | 2.624% | 2.493%
887 | 135967.9413 | 6180.361 | 142148.3023 | 131637.2655 | 103.3% | 4330.6758 | 166.3958 | 0.025065 | 18.4% | 12.46% | 3.771% | 3.582% | 8257.9425 | 3679.1537 | 139647.095 | 134032.6246 | 138363.3004 | 2395.3591 | 103.2% | 4330.6758 | 0.025806 | 18.34% | 12.39% | 3.703% | 3.518%
888 | 134470.1096 | 4140.1297 | 138610.2394 | 131642.414 | 102.1% | 2827.6957 | 220.3412 | 0.041486 | 17.1% | 11.21% | 2.462% | 2.339% | 10814.6943 | 4041.6017 | 138511.7113 | 133237.6628 | 136065.3584 | 1595.2488 | 102.1% | 2827.6957 | 0.041958 | 17.07% | 11.19% | 2.432% | 2.311%
889 | 134735.4041 | 4318.4424 | 139053.8465 | 130144.7983 | 103.5% | 4590.6057 | 155.1787 | 0.022597 | 18.68% | 12.72% | 4.043% | 3.84% | 7631.4451 | 1075.4853 | 135810.8893 | 129367.3702 | 134346.69 | -388.7141 | 103.8% | 4979.3198 | 0.019648 | 19.05% | 13.07% | 4.412% | 4.191%
890 | 131886.614 | 6214.5564 | 138101.1705 | 129732.0721 | 101.7% | 2154.5419 | 243.3489 | 0.050421 | 16.54% | 10.68% | 1.903% | 1.808% | 11714.481 | 2773.0351 | 134659.6492 | 130632.8804 | 132787.4223 | 900.8083 | 101.6% | 2154.5419 | 0.050631 | 16.52% | 10.67% | 1.89% | 1.796%
891 | 133644.2993 | 5546.0754 | 139190.3747 | 132892.4119 | 100.6% | 751.8875 | 341.7418 | 0.080558 | 15.28% | 9.492% | 0.6481% | 0.616% | 16670.225 | 1820.9717 | 135465.2711 | 134097.6812 | 134849.5686 | 1205.2693 | 100.6% | 751.8875 | 0.080733 | 15.28% | 9.487% | 0.6422% | 0.6105%
892 | 130088.134 | 6859.4608 | 136947.5948 | 126838.2084 | 102.6% | 3249.9257 | 200.7681 | 0.034237 | 17.57% | 11.67% | 2.937% | 2.79% | 9532.9052 | 4887.2318 | 134975.3658 | 128104.6009 | 131354.5266 | 1266.3926 | 102.5% | 3249.9257 | 0.034556 | 17.54% | 11.64% | 2.908% | 2.762%
893 | 135855.5708 | 4470.4828 | 140326.0536 | 133805.3028 | 101.5% | 2050.2679 | 254.8479 | 0.053555 | 16.39% | 10.54% | 1.756% | 1.668% | 12637.2132 | 1000 | 136855.5708 | 133991.3348 | 136041.6028 | 186.032 | 101.5% | 2050.2679 | 0.053611 | 16.39% | 10.54% | 1.754% | 1.666%
894 | 136896.0982 | 3911.3171 | 140807.4152 | 136524.861 | 100.3% | 371.2371 | 368.163 | 0.090656 | 14.94% | 9.172% | 0.3112% | 0.2961% | 18396.0308 | 1301.0781 | 138197.1763 | 140890.1252 | 138197.1763 | 1301.0781 | 98.09% | -2692.9489 | 0.20839 | 12.44% | 6.795% | -2.192% | -2.081%
895 | 133158.9568 | 5820.2984 | 138979.2552 | 131001.2118 | 101.6% | 2157.745 | 244.5237 | 0.050671 | 16.52% | 10.67% | 1.888% | 1.793% | 11884.5914 | 2617.838 | 135776.7948 | 132158.4457 | 134316.1906 | 1157.2338 | 101.6% | 2157.745 | 0.050936 | 16.5% | 10.65% | 1.871% | 1.778%
896 | 130665.241 | 5640.7201 | 136305.9612 | 127940.4389 | 102.1% | 2724.8021 | 221.1974 | 0.041821 | 17.07% | 11.19% | 2.441% | 2.319% | 10549.5239 | 4275.1052 | 134940.3462 | 122147.6693 | 127768.8562 | -2896.3848 | 104.6% | 5621.187 | 0.013558 | 19.91% | 13.89% | 5.275% | 5.01%
897 | 138960.2052 | 4073.6118 | 143033.817 | 136989.2591 | 101.4% | 1970.9462 | 263.2505 | 0.05602 | 16.28% | 10.44% | 1.649% | 1.566% | 13352.1921 | 2129.225 | 141089.4303 | 138079.5672 | 140050.5134 | 1090.3081 | 101.4% | 1970.9462 | 0.056319 | 16.27% | 10.43% | 1.636% | 1.554%
898 | 136422.549 | 2480.41 | 138902.959 | 133867.2262 | 101.9% | 2555.3228 | 231.6342 | 0.045872 | 16.82% | 10.95% | 2.188% | 2.078% | 11534.0475 | 1914.1409 | 138336.6899 | 131640.9194 | 135309.3956 | -1113.1534 | 102.8% | 3668.4762 | 0.031407 | 17.83% | 11.91% | 3.194% | 3.034%
899 | 133616.5966 | 6263.278 | 139879.8746 | 130318.7347 | 102.5% | 3297.8619 | 202.2623 | 0.034636 | 17.53% | 11.63% | 2.9% | 2.755% | 9864.3429 | 4339.5294 | 137956.126 | 130549.7587 | 133847.6206 | 231.024 | 102.5% | 3297.8619 | 0.034693 | 17.53% | 11.63% | 2.895% | 2.75%
900 | 131728.2343 | 4637.1665 | 136365.4008 | 128748.9598 | 102.3% | 2979.2745 | 212.496 | 0.038442 | 17.29% | 11.4% | 2.652% | 2.519% | 10216.9792 | 3448.0291 | 135176.2634 | 131632.655 | 134611.9295 | 2883.6952 | 102.3% | 2979.2745 | 0.039372 | 17.23% | 11.34% | 2.594% | 2.464%
901 | 137276.8551 | 4130.1265 | 141406.9816 | 135428.6169 | 101.4% | 1848.2382 | 269.9109 | 0.057971 | 16.2% | 10.36% | 1.564% | 1.486% | 13524.1719 | 2694.2577 | 139971.1128 | 132678.2651 | 135901.6792 | -1375.1759 | 102.4% | 3223.4141 | 0.036325 | 17.42% | 11.52% | 2.784% | 2.645%
902 | 124414.3912 | 4456.6852 | 128871.0764 | 120493.6678 | 103.3% | 3920.7234 | 168.0933 | 0.025518 | 18.36% | 12.42% | 3.73% | 3.543% | 7633.3256 | 1000 | 125414.3912 | 121077.4496 | 124998.173 | 583.7818 | 103.2% | 3920.7234 | 0.025716 | 18.34% | 12.4% | 3.712% | 3.526%
903 | 139023.9657 | 2639.6956 | 141663.6613 | 142156.7825 | 97.8% | -3132.8168 | 486.8373 | 0.23386 | 12.11% | 6.477% | -2.527% | -2.399% | 24703.9476 | 3434.4849 | 142458.4506 | 142611.2004 | 142458.4506 | 3434.4849 | 99.89% | -152.7497 | 0.1037 | 14.51% | 8.76% | -0.1233% | -0.1166%
904 | 133126.0653 | 5153.267 | 138279.3324 | 132430.8418 | 100.5% | 695.2235 | 345.4117 | 0.081961 | 15.23% | 9.448% | 0.6013% | 0.5716% | 16783.9041 | 1296.1578 | 134422.2231 | 129636.3175 | 131728.8032 | -1397.2622 | 101.6% | 2092.4857 | 0.051397 | 16.48% | 10.63% | 1.85% | 1.757%
905 | 131635.8191 | 3782.6385 | 135418.4576 | 133632.1732 | 98.51% | -1996.3541 | 486.8373 | 0.18002 | 12.92% | 7.25% | -1.713% | -1.627% | 23391.1064 | 1000 | 132635.8191 | 136997.1491 | 132635.8191 | 1000 | 96.82% | -4361.33 | 0.33157 | 10.98% | 5.41% | -3.65% | -3.466%
906 | 135688.7998 | 4548.2279 | 140237.0277 | 133808.8185 | 101.4% | 1879.9812 | 266.2924 | 0.05691 | 16.24% | 10.41% | 1.61% | 1.53% | 13188.5055 | 1456.2267 | 137145.0264 | 134342.7437 | 136222.7249 | 533.9251 | 101.4% | 1879.9812 | 0.057058 | 16.24% | 10.4% | 1.604% | 1.524%
907 | 133040.8402 | 6994.6863 | 140035.5265 | 129846.1747 | 102.5% | 3194.6655 | 205.5767 | 0.035759 | 17.45% | 11.55% | 2.82% | 2.679% | 9982.7875 | 4639.772 | 137680.6122 | 126212.4702 | 131223.988 | -1816.8522 | 104% | 5011.5178 | 0.018532 | 19.18% | 13.2% | 4.551% | 4.323%
908 | 130333.2492 | 7147.5087 | 137480.7579 | 128496.9781 | 101.4% | 1836.2711 | 264.1266 | 0.056276 | 16.27% | 10.43% | 1.638% | 1.556% | 12564.9365 | 2933.9606 | 133267.2098 | 132948.9896 | 133267.2098 | 2933.9606 | 100.2% | 318.2202 | 0.091775 | 14.91% | 9.137% | 0.2739% | 0.2606%
909 | 130160.8526 | 7123.9499 | 137284.8025 | 127599.3055 | 102% | 2561.547 | 226.9717 | 0.044063 | 16.93% | 11.06% | 2.301% | 2.186% | 10783.1329 | 3968.9192 | 134129.7717 | 126868.6318 | 129795.5157 | -365.3369 | 102.3% | 2926.8839 | 0.038571 | 17.28% | 11.39% | 2.644% | 2.512%
910 | 132695.7344 | 5451.3648 | 138147.0992 | 129928.5898 | 102.1% | 2767.1446 | 221.1974 | 0.041821 | 17.07% | 11.19% | 2.441% | 2.319% | 10713.4599 | 3475.7727 | 136171.5071 | 128361.166 | 131912.0225 | -783.7119 | 102.8% | 3550.8565 | 0.031665 | 17.8% | 11.89% | 3.171% | 3.012%
911 | 137856.8019 | 3577.1459 | 141433.9478 | 136487.3582 | 101% | 1369.4437 | 302.4066 | 0.067497 | 15.78% | 9.969% | 1.15% | 1.092% | 15216.4138 | 2868.182 | 140724.9839 | 133914.9404 | 136570.593 | -1286.2089 | 102% | 2655.6526 | 0.044511 | 16.91% | 11.04% | 2.273% | 2.159%
912 | 136470.9567 | 5487.2324 | 141958.1891 | 132551.8241 | 103% | 3919.1326 | 182.1309 | 0.029265 | 18.02% | 12.1% | 3.389% | 3.219% | 9072.2861 | 1000 | 137470.9567 | 131465.8191 | 135927.9542 | -543.0025 | 103.4% | 4462.1351 | 0.023818 | 18.52% | 12.57% | 3.89% | 3.695%
913 | 132864.445 | 4235.303 | 137099.7481 | 130846.0478 | 101.5% | 2018.3973 | 253.922 | 0.053283 | 16.4% | 10.56% | 1.768% | 1.679% | 12314.0789 | 1000 | 133864.445 | 129863.6533 | 132373.2478 | -491.1972 | 101.9% | 2509.5945 | 0.045439 | 16.85% | 10.98% | 2.215% | 2.104%
914 | 138817.5259 | 5380.5243 | 144198.0502 | 135037.5877 | 102.8% | 3779.9382 | 189.5755 | 0.03125 | 17.84% | 11.92% | 3.208% | 3.048% | 9605.4845 | 1127.9239 | 139945.4498 | 134053.1845 | 138325.3243 | -492.2016 | 103.2% | 4272.1398 | 0.026362 | 18.29% | 12.35% | 3.653% | 3.47%
915 | 130720.1846 | 3452.1069 | 134172.2915 | 130001.2471 | 100.6% | 718.9375 | 342.8868 | 0.080997 | 15.27% | 9.478% | 0.6334% | 0.6021% | 16360.1104 | 1055.455 | 131775.6396 | 129420.831 | 130429.9765 | -290.2081 | 100.8% | 1009.1455 | 0.073391 | 15.53% | 9.725% | 0.8933% | 0.849%
916 | 134096.4155 | 4012.0243 | 138108.4398 | 131276.5781 | 102.1% | 2819.8375 | 220.3412 | 0.041486 | 17.1% | 11.21% | 2.462% | 2.339% | 10784.6401 | 1131.4311 | 135227.8467 | 130764.8689 | 133840.561 | -255.8546 | 102.4% | 3075.692 | 0.037744 | 17.33% | 11.44% | 2.696% | 2.561%
917 | 138089.8707 | 4052.1852 | 142142.0559 | 136548.7293 | 101.1% | 1541.1414 | 291.1367 | 0.064194 | 15.93% | 10.11% | 1.293% | 1.229% | 14674.1033 | 2605.9219 | 140695.7926 | 136443.6121 | 138037.3121 | -52.5586 | 101.2% | 1593.7 | 0.063156 | 15.97% | 10.15% | 1.338% | 1.272%
918 | 138646.5797 | 5180.3537 | 143826.9334 | 139062.3313 | 99.7% | -415.7516 | 419.4865 | 0.11302 | 14.29% | 8.551% | -0.3432% | -0.3255% | 21228.533 | 3608.4786 | 142255.0582 | 140059.6947 | 140059.6947 | 1413.115 | 100% | 0 | 0.1 | 14.63% | 8.876% | -0.0005144% | 0%
919 | 138553.4825 | 3981.4219 | 142534.9044 | 139863.6364 | 99.06% | -1310.1539 | 476.8307 | 0.14445 | 13.56% | 7.856% | -1.074% | -1.02% | 24114.2913 | 1000 | 139553.4825 | 140114.4337 | 139553.4825 | 1000 | 99.6% | -560.9512 | 0.11802 | 14.17% | 8.44% | -0.4594% | -0.4359%
920 | 145064.3473 | 3813.7538 | 148878.1011 | 144632.0182 | 100.3% | 432.3291 | 365.7353 | 0.089729 | 14.98% | 9.202% | 0.3421% | 0.3254% | 19365.1284 | 2905.968 | 147970.3153 | 147901.8889 | 147970.3153 | 2905.968 | 100% | 68.4264 | 0.09841 | 14.69% | 8.927% | 0.05252% | 0.05037%
921 | 120590.249 | 5179.9489 | 125770.1979 | 118054.2716 | 102.1% | 2535.9774 | 220.3312 | 0.041484 | 17.1% | 11.22% | 2.462% | 2.339% | 9697.9749 | 3374.6092 | 123964.8582 | 113373.4939 | 118249.8601 | -2340.3889 | 104.3% | 4876.3662 | 0.015627 | 19.56% | 13.56% | 4.93% | 4.683%
922 | 136598.7218 | 6784.0195 | 143382.7413 | 134774.989 | 101.4% | 1823.7327 | 270.9463 | 0.058276 | 16.18% | 10.35% | 1.551% | 1.473% | 13508.9875 | 4610.0115 | 141208.7332 | 132695.8416 | 135559.1481 | -1039.5737 | 102.2% | 2863.3064 | 0.041307 | 17.11% | 11.23% | 2.473% | 2.349%
923 | 131745.6818 | 6915.6164 | 138661.2982 | 129152.9456 | 102% | 2592.7362 | 226.9717 | 0.044063 | 16.93% | 11.06% | 2.301% | 2.186% | 10914.4276 | 5447.7195 | 137193.4014 | 126447.4924 | 130392.9553 | -1352.7266 | 103.1% | 3945.4628 | 0.027203 | 18.21% | 12.27% | 3.576% | 3.397%
924 | 124522.3312 | 9434.3301 | 133956.6612 | 120766.7572 | 103.1% | 3755.574 | 174.903 | 0.027335 | 18.2% | 12.26% | 3.564% | 3.386% | 7949.4556 | 4441.8979 | 128964.2291 | 120080.6853 | 124179.2952 | -343.0359 | 103.4% | 4098.6099 | 0.023643 | 18.55% | 12.59% | 3.912% | 3.716%
925 | 129310.5533 | 4796.0588 | 134106.6122 | 127440.7855 | 101.5% | 1869.7679 | 260.7019 | 0.055271 | 16.31% | 10.47% | 1.681% | 1.597% | 12304.698 | 4759.5133 | 134070.0667 | 128912.9909 | 130782.7587 | 1472.2054 | 101.5% | 1869.7679 | 0.055713 | 16.3% | 10.46% | 1.662% | 1.579%
926 | 137288.9365 | 4620.2145 | 141909.151 | 133482.8442 | 102.9% | 3806.0923 | 187.1088 | 0.030592 | 17.9% | 11.98% | 3.268% | 3.104% | 9376.1077 | 1382.213 | 138671.1495 | 136889.7588 | 138671.1495 | 1382.213 | 101.3% | 1781.3907 | 0.059642 | 16.12% | 10.29% | 1.491% | 1.417%
927 | 139038.4615 | 3634.9055 | 142673.3671 | 137510.1546 | 101.1% | 1528.3069 | 292.6898 | 0.064648 | 15.91% | 10.09% | 1.274% | 1.21% | 14853.7236 | 1000 | 140038.4615 | 134930.2393 | 137748.5039 | -1289.9576 | 102.1% | 2818.2646 | 0.042574 | 17.03% | 11.15% | 2.394% | 2.274%
928 | 136971.2108 | 4784.2744 | 141755.4852 | 133873.3568 | 102.3% | 3097.854 | 212.496 | 0.038442 | 17.29% | 11.4% | 2.652% | 2.519% | 10623.6299 | 1000 | 137971.2108 | 136349.2342 | 137971.2108 | 1000 | 101.2% | 1621.9766 | 0.062588 | 16% | 10.17% | 1.363% | 1.295%
929 | 134246.1077 | 4956.3346 | 139202.4424 | 132438.6742 | 101.4% | 1807.4335 | 269.9109 | 0.057971 | 16.2% | 10.36% | 1.564% | 1.486% | 13225.5903 | 1000 | 135246.1077 | 134063.2182 | 135246.1077 | 1000 | 100.9% | 1182.8895 | 0.070687 | 15.64% | 9.837% | 1.011% | 0.9607%
930 | 133967.0192 | 3351.8779 | 137318.8971 | 132193.3634 | 101.3% | 1773.6558 | 271.9817 | 0.058578 | 16.17% | 10.34% | 1.538% | 1.461% | 13299.3531 | 3479.0862 | 137446.1053 | 131671.0014 | 133705.8382 | -261.181 | 101.5% | 2034.8367 | 0.053209 | 16.4% | 10.56% | 1.771% | 1.683%
931 | 135374.2137 | 4338.9171 | 139713.1309 | 132634.5231 | 102.1% | 2739.6907 | 224.2296 | 0.042998 | 17% | 11.13% | 2.367% | 2.249% | 11079.5413 | 1347.6546 | 136721.8684 | 133707.095 | 136446.7856 | 1072.5719 | 102% | 2739.6907 | 0.043302 | 16.98% | 11.11% | 2.348% | 2.231%
932 | 132019.5428 | 6041.0755 | 138060.6183 | 129862.8293 | 101.7% | 2156.7135 | 243.3489 | 0.050421 | 16.54% | 10.68% | 1.903% | 1.808% | 11726.288 | 3455.3636 | 135474.9064 | 131122.949 | 133279.6624 | 1260.1196 | 101.6% | 2156.7135 | 0.050714 | 16.52% | 10.67% | 1.885% | 1.791%
933 | 128584.6369 | 9908.5352 | 138493.1722 | 126642.0295 | 101.5% | 1942.6075 | 254.6985 | 0.053511 | 16.39% | 10.55% | 1.758% | 1.67% | 11953.8659 | 5717.9706 | 134302.6076 | 122867.4542 | 126697.3493 | -1887.2876 | 103.1% | 3829.8951 | 0.027242 | 18.21% | 12.27% | 3.573% | 3.394%
934 | 135749.1754 | 4550.2517 | 140299.4271 | 134038.856 | 101.3% | 1710.3193 | 277.8894 | 0.06031 | 16.1% | 10.27% | 1.462% | 1.389% | 13768.9882 | 1000 | 136749.1754 | 135901.6395 | 136749.1754 | 1000 | 100.6% | 847.5359 | 0.07857 | 15.35% | 9.555% | 0.7144% | 0.679%
935 | 139978.0308 | 5407.1474 | 145385.1782 | 137435.1568 | 101.9% | 2542.874 | 234.3987 | 0.046947 | 16.75% | 10.89% | 2.12% | 2.014% | 11975.8943 | 4224.4814 | 144202.5122 | 139361.8546 | 141904.7286 | 1926.6978 | 101.8% | 2542.874 | 0.047416 | 16.72% | 10.86% | 2.091% | 1.987%
936 | 123800.3673 | 10440.9948 | 134241.3621 | 121698.8906 | 101.7% | 2101.4766 | 240.2349 | 0.049211 | 16.61% | 10.76% | 1.979% | 1.88% | 10855.5272 | 5274.0595 | 129074.4268 | 121605.7131 | 123753.7785 | -46.5887 | 101.8% | 2148.0654 | 0.048484 | 16.66% | 10.8% | 2.024% | 1.923%
937 | 127775.1493 | 8626.7987 | 136401.948 | 124919.249 | 102.3% | 2855.9004 | 213.8102 | 0.038953 | 17.25% | 11.37% | 2.62% | 2.489% | 9971.6636 | 2958.4466 | 130733.5959 | 127875.2212 | 130731.1216 | 2955.9723 | 102.2% | 2855.9004 | 0.039922 | 17.19% | 11.31% | 2.56% | 2.432%
938 | 141706.7762 | 3797.1759 | 145503.9521 | 140135.5755 | 101.1% | 1571.2007 | 291.8037 | 0.064391 | 15.92% | 10.1% | 1.285% | 1.221% | 15092.9545 | 1234.8208 | 142941.597 | 143212.9656 | 142941.597 | 1234.8208 | 99.81% | -271.3686 | 0.10763 | 14.42% | 8.67% | -0.2177% | -0.2063%
939 | 142556.9431 | 4142.039 | 146698.9822 | 140534.9825 | 101.4% | 2021.9606 | 263.2505 | 0.05602 | 16.28% | 10.44% | 1.649% | 1.566% | 13697.7899 | 1088.501 | 143645.4441 | 137913.2713 | 141246.0875 | -1310.8556 | 102.4% | 3332.8162 | 0.036561 | 17.4% | 11.51% | 2.77% | 2.631%
940 | 134923.928 | 3243.9903 | 138167.9183 | 132164.1191 | 102.1% | 2759.8089 | 223.1586 | 0.042584 | 17.03% | 11.15% | 2.393% | 2.274% | 10989.9457 | 3132.633 | 138056.561 | 130030.7758 | 133857.2563 | -1066.6716 | 102.9% | 3826.4805 | 0.02944 | 18.01% | 12.08% | 3.373% | 3.204%
941 | 140425.9778 | 6181.1926 | 146607.1704 | 137216.5879 | 102.3% | 3209.3898 | 211.3212 | 0.037986 | 17.31% | 11.42% | 2.681% | 2.547% | 10831.3713 | 2642.8781 | 143068.8559 | 136526.5187 | 140080.9432 | -345.0346 | 102.6% | 3554.4244 | 0.033718 | 17.62% | 11.71% | 2.984% | 2.835%
942 | 132236.9744 | 3414.5619 | 135651.5363 | 130420.3129 | 101.4% | 1816.6615 | 267.3722 | 0.057228 | 16.23% | 10.39% | 1.596% | 1.517% | 12905.1203 | 1000 | 133236.9744 | 132003.3051 | 133236.9744 | 1000 | 100.9% | 1233.6693 | 0.06931 | 15.7% | 9.894% | 1.071% | 1.018%
943 | 131212.0188 | 5568.4005 | 136780.4193 | 127758.345 | 102.7% | 3453.6738 | 194.1077 | 0.032459 | 17.73% | 11.82% | 3.098% | 2.943% | 9296.2808 | 6439.5647 | 137651.5835 | 123890.078 | 129277.8853 | -1934.1335 | 104.3% | 5387.8073 | 0.015299 | 19.62% | 13.61% | 4.985% | 4.735%
944 | 135190.1351 | 4828.2191 | 140018.3542 | 132042.0881 | 102.4% | 3148.0469 | 209.1823 | 0.037157 | 17.37% | 11.47% | 2.732% | 2.596% | 10321.9773 | 4781.6284 | 139971.7635 | 129851.4683 | 134094.8251 | -1095.3099 | 103.3% | 4243.3569 | 0.025342 | 18.38% | 12.43% | 3.746% | 3.558%
945 | 139009.0834 | 4455.4193 | 143464.5028 | 136751.2834 | 101.7% | 2257.8 | 244.1705 | 0.0506 | 16.53% | 10.67% | 1.892% | 1.798% | 12388.7975 | 1000 | 140009.0834 | 136067.3249 | 138667.1042 | -341.9793 | 101.9% | 2599.7793 | 0.045839 | 16.82% | 10.96% | 2.19% | 2.08%
946 | 128134.1395 | 6699.8243 | 134833.9637 | 125932.6019 | 101.7% | 2201.5376 | 239.2238 | 0.048818 | 16.64% | 10.78% | 2.003% | 1.903% | 11188.2494 | 4711.9342 | 132846.0736 | 127286.0287 | 129487.5663 | 1353.4268 | 101.7% | 2201.5376 | 0.049159 | 16.62% | 10.76% | 1.982% | 1.883%
947 | 130026.7854 | 4509.5995 | 134536.3849 | 129763.1765 | 100.2% | 263.6089 | 374.3463 | 0.093019 | 14.87% | 9.097% | 0.2324% | 0.2212% | 17766.3902 | 4336.4907 | 134363.2761 | 131069.9602 | 131333.5691 | 1306.7837 | 100.2% | 263.6089 | 0.093089 | 14.86% | 9.095% | 0.23% | 0.219%
948 | 134963.3005 | 3748.9806 | 138712.281 | 133447.9412 | 101.1% | 1515.3593 | 290.5164 | 0.064012 | 15.93% | 10.11% | 1.301% | 1.236% | 14311.3059 | 1412.861 | 136376.1615 | 135647.3938 | 136376.1615 | 1412.861 | 100.5% | 728.7677 | 0.081539 | 15.25% | 9.461% | 0.6154% | 0.5849%
949 | 135072.1947 | 7098.356 | 142170.5507 | 131828.751 | 102.5% | 3243.4438 | 205.5767 | 0.035759 | 17.45% | 11.55% | 2.82% | 2.679% | 10135.2113 | 7609.0004 | 142681.1951 | 128747.534 | 133531.5862 | -1540.6085 | 103.7% | 4784.0522 | 0.020869 | 18.89% | 12.92% | 4.259% | 4.046%
950 | 140425.4587 | 4451.4132 | 144876.8719 | 139124.844 | 100.9% | 1300.6147 | 308.5593 | 0.069303 | 15.7% | 9.894% | 1.071% | 1.018% | 15815.2948 | 2649.8557 | 143075.3144 | 137588.6986 | 139657.386 | -768.0727 | 101.5% | 2068.6874 | 0.054313 | 16.36% | 10.51% | 1.723% | 1.637%
951 | 123399.9687 | 7011.3619 | 130411.3306 | 120883.8056 | 102.1% | 2516.1632 | 223.4795 | 0.042707 | 17.02% | 11.14% | 2.386% | 2.266% | 10065.7383 | 4418.1728 | 127818.1415 | 121026.8911 | 123543.0543 | 143.0855 | 102.1% | 2516.1632 | 0.042752 | 17.02% | 11.14% | 2.383% | 2.264%
952 | 134855.9201 | 6705.0825 | 141561.0026 | 131781.1485 | 102.3% | 3074.7715 | 211.59 | 0.03809 | 17.31% | 11.42% | 2.674% | 2.54% | 10414.9715 | 4156.3997 | 139012.3198 | 133388.4738 | 136463.2453 | 1607.3253 | 102.3% | 3074.7715 | 0.038605 | 17.28% | 11.39% | 2.642% | 2.51%
953 | 132338.8485 | 7702.2732 | 140041.1217 | 130212.0803 | 101.6% | 2126.7682 | 245.7682 | 0.050925 | 16.51% | 10.65% | 1.872% | 1.778% | 11871.5083 | 5369.3638 | 137708.2123 | 131230.8737 | 133357.642 | 1018.7934 | 101.6% | 2126.7682 | 0.051226 | 16.49% | 10.64% | 1.857% | 1.764%
954 | 130411.8079 | 4126.8247 | 134538.6326 | 126796.3718 | 102.9% | 3615.4361 | 187.1088 | 0.030592 | 17.9% | 11.98% | 3.268% | 3.104% | 8906.4362 | 2286.5797 | 132698.3876 | 124594.6844 | 129310.9642 | -1100.8437 | 103.8% | 4716.2798 | 0.020232 | 18.97% | 13% | 4.339% | 4.121%
955 | 127107.8836 | 4926.6622 | 132034.5458 | 124385.7924 | 102.2% | 2722.0912 | 218.4271 | 0.040745 | 17.14% | 11.26% | 2.508% | 2.383% | 10133.7872 | 5919.0189 | 133026.9025 | 124990.4421 | 127712.5332 | 604.6496 | 102.2% | 2722.0912 | 0.04094 | 17.13% | 11.25% | 2.496% | 2.371%
956 | 135823.6142 | 6079.6888 | 141903.303 | 131181.4046 | 103.5% | 4642.2096 | 154.6331 | 0.022492 | 18.69% | 12.73% | 4.056% | 3.853% | 7666.0296 | 2514.7123 | 138338.3265 | 128384.4681 | 134425.146 | -1398.4682 | 104.7% | 6040.6778 | 0.012849 | 20.03% | 14% | 5.393% | 5.123%
957 | 142780.2889 | 4262.0982 | 147042.3871 | 141930.5824 | 100.6% | 849.7065 | 338.7849 | 0.079428 | 15.32% | 9.528% | 0.6858% | 0.6518% | 17655.7088 | 5217.659 | 147997.9479 | 146187.2493 | 147036.9558 | 4256.6669 | 100.6% | 849.7065 | 0.080027 | 15.3% | 9.509% | 0.6658% | 0.6328%
958 | 132512.5506 | 6098.3808 | 138610.9314 | 127621.9171 | 103.8% | 4890.6336 | 140.7746 | 0.019802 | 19.03% | 13.05% | 4.392% | 4.172% | 6808.8575 | 2145.8231 | 134658.3737 | 123490.0739 | 130446.629 | -2065.9216 | 105.6% | 6956.5551 | 0.0082331 | 21.09% | 15.01% | 6.457% | 6.133%
959 | 140991.2132 | 2677.0484 | 143668.2616 | 145273.3025 | 97.05% | -4282.0893 | 486.8373 | 0.30453 | 11.25% | 5.667% | -3.379% | -3.209% | 25053.5188 | 1000 | 141991.2132 | 140641.9371 | 138675.5305 | -2315.6827 | 98.6% | -1966.4066 | 0.17376 | 13.03% | 7.354% | -1.603% | -1.522%
960 | 132182.2167 | 5532.2541 | 137714.4708 | 131268.882 | 100.7% | 913.3347 | 330.0538 | 0.076092 | 15.43% | 9.634% | 0.7971% | 0.7575% | 15923.9421 | 3230.2532 | 135412.47 | 135098.2486 | 135412.47 | 3230.2532 | 100.2% | 314.2213 | 0.092008 | 14.9% | 9.129% | 0.2661% | 0.2532%
961 | 133763.5827 | 4639.1994 | 138402.7821 | 134013.4847 | 99.81% | -249.9021 | 409.3763 | 0.10748 | 14.42% | 8.673% | -0.2143% | -0.203% | 19987.2687 | 1000 | 134763.5827 | 134752.5074 | 134752.5074 | 988.9248 | 100% | 0 | 0.1 | 14.63% | 8.876% | -0.0005144% | 0%
962 | 135220.8733 | 4602.8876 | 139823.7609 | 133261.0553 | 101.5% | 1959.818 | 260.3833 | 0.055179 | 16.32% | 10.48% | 1.685% | 1.601% | 12851.3775 | 7848.912 | 143069.7854 | 134739.5245 | 136699.3426 | 1478.4692 | 101.5% | 1959.818 | 0.055604 | 16.3% | 10.46% | 1.667% | 1.584%
963 | 134301.8448 | 3900.3717 | 138202.2166 | 132275.025 | 101.5% | 2026.8198 | 254.8479 | 0.053555 | 16.39% | 10.54% | 1.756% | 1.668% | 12492.6864 | 2626.4412 | 136928.286 | 133589.7632 | 135616.583 | 1314.7382 | 101.5% | 2026.8198 | 0.053952 | 16.37% | 10.53% | 1.739% | 1.652%
964 | 129631.3649 | 2950.1204 | 132581.4852 | 130020.8932 | 99.7% | -389.5283 | 419.5462 | 0.11305 | 14.29% | 8.55% | -0.3439% | -0.3262% | 19851.0168 | 3567.5059 | 133198.8708 | 127622.1569 | 128431.9967 | -1199.3681 | 100.6% | 809.8398 | 0.078195 | 15.36% | 9.567% | 0.7269% | 0.6909%
965 | 134781.5531 | 5107.0833 | 139888.6364 | 132726.8648 | 101.5% | 2054.6883 | 253.4242 | 0.053139 | 16.41% | 10.56% | 1.774% | 1.685% | 12467.2705 | 4090.1045 | 138871.6577 | 134801.3691 | 136856.0575 | 2074.5043 | 101.5% | 2054.6883 | 0.053767 | 16.38% | 10.54% | 1.747% | 1.66%
966 | 134541.3917 | 4535.1031 | 139076.4948 | 132182.9734 | 101.8% | 2358.4183 | 237.5222 | 0.048158 | 16.68% | 10.82% | 2.045% | 1.943% | 11664.1489 | 1000 | 135541.3917 | 131193.2243 | 134046.5171 | -494.8746 | 102.2% | 2853.2928 | 0.040994 | 17.13% | 11.24% | 2.493% | 2.368%
967 | 133548.9258 | 6037.6062 | 139586.5319 | 131533.0225 | 101.5% | 2015.9033 | 254.818 | 0.053546 | 16.39% | 10.54% | 1.756% | 1.669% | 12421.1944 | 1254.6107 | 134803.5364 | 135254.698 | 134803.5364 | 1254.6107 | 99.67% | -451.1616 | 0.11473 | 14.25% | 8.513% | -0.3829% | -0.3632%
968 | 129918.314 | 6577.7787 | 136496.0926 | 125883.4832 | 103.2% | 4034.8308 | 170.393 | 0.026132 | 18.31% | 12.37% | 3.674% | 3.49% | 8080.0697 | 5632.3061 | 135550.6201 | 124925.755 | 129439.4499 | -478.8641 | 103.6% | 4513.6949 | 0.021811 | 18.77% | 12.81% | 4.141% | 3.934%
969 | 134358.1025 | 4459.0939 | 138817.1964 | 132317.0145 | 101.5% | 2041.088 | 253.922 | 0.053283 | 16.4% | 10.56% | 1.768% | 1.679% | 12452.5133 | 3294.997 | 137653.0996 | 131305.7654 | 133852.478 | -505.6245 | 101.9% | 2546.7126 | 0.045309 | 16.86% | 10.99% | 2.223% | 2.112%
970 | 134157.0105 | 6046.738 | 140203.7484 | 129571.7624 | 103.5% | 4585.2481 | 154.6331 | 0.022492 | 18.69% | 12.73% | 4.056% | 3.853% | 7571.9647 | 1366.0854 | 135523.0959 | 132084.8596 | 135523.0959 | 1366.0854 | 102.6% | 3438.2362 | 0.033723 | 17.62% | 11.71% | 2.983% | 2.834%
971 | 135781.4684 | 5104.5665 | 140886.0349 | 133014.9276 | 102.1% | 2766.5408 | 223.5551 | 0.042736 | 17.02% | 11.14% | 2.384% | 2.264% | 11079.4436 | 1845.6298 | 137627.0982 | 133352.7962 | 136119.337 | 337.8686 | 102.1% | 2766.5408 | 0.042833 | 17.01% | 11.13% | 2.378% | 2.259%
972 | 128456.9549 | 3644.1689 | 132101.1238 | 126366.2001 | 101.7% | 2090.7548 | 243.8563 | 0.050536 | 16.53% | 10.68% | 1.896% | 1.801% | 11433.6395 | 2705.2075 | 131162.1624 | 128071.5222 | 130162.277 | 1705.3221 | 101.6% | 2090.7548 | 0.05094 | 16.5% | 10.65% | 1.871% | 1.777%
973 | 136423.3053 | 3717.8819 | 140141.1872 | 134900.7635 | 101.1% | 1522.5418 | 291.1367 | 0.064194 | 15.93% | 10.11% | 1.293% | 1.229% | 14497.006 | 1781.3482 | 138204.6535 | 135289.6921 | 136812.2339 | 388.9286 | 101.1% | 1522.5418 | 0.06428 | 15.92% | 10.1% | 1.29% | 1.225%
974 | 124526.0073 | 8303.3297 | 132829.337 | 120780.0318 | 103.1% | 3745.9756 | 175.2913 | 0.027439 | 18.19% | 12.25% | 3.555% | 3.377% | 7967.3382 | 6584.4362 | 131110.4435 | 120128.4318 | 124200.2073 | -325.8 | 103.4% | 4071.7756 | 0.02386 | 18.52% | 12.57% | 3.885% | 3.69%
975 | 140650.3247 | 4041.676 | 144692.0007 | 141351.023 | 99.5% | -700.6983 | 437.1794 | 0.12272 | 14.06% | 8.336% | -0.5688% | -0.5397% | 22443.6389 | 1000 | 141650.3247 | 140139.0257 | 140044.3261 | -605.9986 | 99.93% | -94.6997 | 0.10233 | 14.56% | 8.803% | -0.07798% | -0.07357%
976 | 125616.2366 | 6423.5576 | 132039.7941 | 122922.1113 | 102.2% | 2694.1253 | 218.2708 | 0.040685 | 17.15% | 11.26% | 2.512% | 2.386% | 10007.7005 | 5193.3943 | 130809.6309 | 122543.5991 | 125426.9805 | -189.2561 | 102.4% | 2883.3814 | 0.037729 | 17.33% | 11.44% | 2.697% | 2.562%
977 | 134691.0654 | 4671.3664 | 139362.4318 | 132447.7178 | 101.7% | 2243.3476 | 241.7949 | 0.049816 | 16.57% | 10.72% | 1.941% | 1.844% | 11887.1787 | 2967.188 | 137658.2534 | 137262.4088 | 137658.2534 | 2967.188 | 100.3% | 395.8447 | 0.09009 | 14.96% | 9.19% | 0.3301% | 0.314%
978 | 128146.1204 | 6095.2766 | 134241.397 | 126435.2386 | 101.4% | 1710.8818 | 270.9463 | 0.058276 | 16.18% | 10.35% | 1.551% | 1.473% | 12673.064 | 3721.4438 | 131867.5642 | 128601.9443 | 130312.8261 | 2166.7057 | 101.3% | 1710.8818 | 0.058877 | 16.16% | 10.32% | 1.525% | 1.448%
979 | 132453.2558 | 4376.1628 | 136829.4186 | 130887.1046 | 101.2% | 1566.1512 | 285.0338 | 0.062404 | 16% | 10.18% | 1.371% | 1.303% | 13780.0823 | 2545.0921 | 134998.3479 | 130111.5227 | 132065.4649 | -387.7909 | 101.5% | 1953.9422 | 0.05436 | 16.35% | 10.51% | 1.721% | 1.635%
980 | 131991.4498 | 3561.1931 | 135552.6429 | 130527.9696 | 101.1% | 1463.4802 | 291.8037 | 0.064391 | 15.92% | 10.1% | 1.285% | 1.221% | 14058.1911 | 1308.5193 | 133299.9691 | 127868.6712 | 130661.8006 | -1329.6492 | 102.2% | 2793.1294 | 0.04082 | 17.14% | 11.25% | 2.503% | 2.378%
981 | 129847.561 | 6919.9749 | 136767.5359 | 127829.0458 | 101.6% | 2018.5152 | 250.6366 | 0.052321 | 16.44% | 10.6% | 1.81% | 1.719% | 11878.7598 | 5256.0411 | 135103.6021 | 125805.9142 | 128835.9952 | -1011.5658 | 102.4% | 3030.081 | 0.036709 | 17.39% | 11.5% | 2.76% | 2.622%
982 | 139231.9052 | 2531.4892 | 141763.3944 | 136676.3221 | 101.9% | 2555.5832 | 233.4785 | 0.046588 | 16.78% | 10.91% | 2.143% | 2.036% | 11865.2967 | 4586.6961 | 143818.6013 | 139243.7491 | 141799.3323 | 2567.427 | 101.8% | 2555.5832 | 0.04722 | 16.74% | 10.87% | 2.103% | 1.998%
983 | 133510.3288 | 4609.6074 | 138119.9363 | 131482.1197 | 101.5% | 2028.2091 | 253.922 | 0.053283 | 16.4% | 10.56% | 1.768% | 1.679% | 12373.9404 | 4944.8707 | 138455.1995 | 130806.8653 | 133172.7016 | -337.6272 | 101.8% | 2365.8363 | 0.047709 | 16.71% | 10.85% | 2.073% | 1.969%
984 | 141889.3099 | 4373.8652 | 146263.1752 | 138680.2242 | 102.3% | 3209.0858 | 212.496 | 0.038442 | 17.29% | 11.4% | 2.652% | 2.519% | 11005.0828 | 3174.3786 | 145063.6886 | 140366.4459 | 143575.5317 | 1686.2217 | 102.3% | 3209.0858 | 0.038952 | 17.25% | 11.37% | 2.62% | 2.489%
985 | 128294.1808 | 5132.7956 | 133426.9765 | 124917.3084 | 102.7% | 3376.8724 | 194.1077 | 0.032459 | 17.73% | 11.82% | 3.098% | 2.943% | 9089.554 | 4985.913 | 133280.0938 | 126998.8498 | 130375.7223 | 2081.5415 | 102.7% | 3376.8724 | 0.033018 | 17.68% | 11.77% | 3.048% | 2.895%
986 | 142756.9314 | 2412.8565 | 145169.7878 | 141669.8939 | 100.8% | 1087.0375 | 323.6223 | 0.073719 | 15.51% | 9.712% | 0.8791% | 0.8354% | 16862.7562 | 1000 | 143756.9314 | 141069.915 | 142456.9419 | -299.9894 | 101% | 1387.0269 | 0.068028 | 15.76% | 9.947% | 1.127% | 1.07%
987 | 137287.8989 | 2606.7323 | 139894.6311 | 138058.1266 | 99.44% | -770.2278 | 442.7704 | 0.12578 | 13.99% | 8.269% | -0.6401% | -0.6074% | 22187.2611 | 2750.3266 | 140038.2255 | 139937.7016 | 139937.7016 | 2649.8028 | 100% | 0 | 0.1 | 14.63% | 8.876% | -0.0005144% | 0%
988 | 134950.2316 | 6134.1014 | 141084.3331 | 132908.9407 | 101.5% | 2041.2909 | 254.5251 | 0.05346 | 16.39% | 10.55% | 1.76% | 1.672% | 12537.102 | 4446.9817 | 139397.2133 | 130646.6048 | 133819.0636 | -1131.168 | 102.4% | 3172.4589 | 0.036347 | 17.42% | 11.52% | 2.783% | 2.644%
989 | 126006.9149 | 7022.1272 | 133029.0421 | 124701.9874 | 101% | 1304.9275 | 298.5238 | 0.066361 | 15.83% | 10.02% | 1.199% | 1.139% | 13729.8647 | 2474.2196 | 128481.1345 | 124826.4152 | 126131.3427 | 124.4278 | 101% | 1304.9275 | 0.066389 | 15.83% | 10.01% | 1.198% | 1.138%
990 | 134040.6285 | 6304.8284 | 140345.457 | 131194.3794 | 102.2% | 2846.2491 | 219.3257 | 0.041093 | 17.12% | 11.24% | 2.486% | 2.362% | 10730.4708 | 5296.01 | 139336.6386 | 134963.9614 | 137810.2105 | 3769.582 | 102.1% | 2846.2491 | 0.042204 | 17.05% | 11.17% | 2.417% | 2.296%
991 | 138182.8359 | 3158.4648 | 141341.3008 | 138128.5336 | 100% | 54.3023 | 389.0762 | 0.098649 | 14.68% | 8.919% | 0.04455% | 0.0428% | 19623.7315 | 3440.1186 | 141622.9546 | 137237.1138 | 137737.1261 | -445.7099 | 100.4% | 500.0122 | 0.08748 | 15.05% | 9.273% | 0.4171% | 0.3967%
992 | 123998.308 | 8164.3204 | 132162.6284 | 122110.3173 | 101.5% | 1887.9907 | 253.6034 | 0.053189 | 16.41% | 10.56% | 1.772% | 1.683% | 11477.9329 | 5247.8147 | 129246.1227 | 124919.019 | 126807.0097 | 2808.7017 | 101.5% | 1887.9907 | 0.054106 | 16.37% | 10.52% | 1.732% | 1.646%
993 | 132647.8096 | 5800.9107 | 138448.7203 | 130498.3474 | 101.6% | 2149.4622 | 244.5237 | 0.050671 | 16.52% | 10.67% | 1.888% | 1.793% | 11838.9709 | 1000 | 133647.8096 | 126429.0711 | 130613.1714 | -2034.6382 | 103.3% | 4184.1004 | 0.024818 | 18.43% | 12.48% | 3.793% | 3.603%
994 | 134276.8736 | 2983.9305 | 137260.8041 | 132860.7225 | 101.1% | 1416.151 | 296.7787 | 0.065848 | 15.85% | 10.04% | 1.221% | 1.161% | 14545.4382 | 4314.1965 | 138591.07 | 134394.5187 | 135810.6697 | 1533.7961 | 101.1% | 1416.151 | 0.066169 | 15.84% | 10.02% | 1.207% | 1.147%
995 | 137113.8931 | 6163.8228 | 143277.7158 | 135044.1771 | 101.5% | 2069.716 | 254.818 | 0.053546 | 16.39% | 10.54% | 1.756% | 1.669% | 12752.7669 | 3092.4141 | 140206.3071 | 137025.8766 | 139095.5926 | 1981.6996 | 101.5% | 2069.716 | 0.05413 | 16.36% | 10.52% | 1.731% | 1.645%
996 | 130789.7723 | 7997.4006 | 138787.1729 | 126531.1133 | 103.4% | 4258.659 | 162.8167 | 0.024108 | 18.49% | 12.54% | 3.858% | 3.664% | 7772.5872 | 7240.7893 | 138030.5616 | 126823.4545 | 131082.1135 | 292.3412 | 103.4% | 4258.659 | 0.024206 | 18.48% | 12.53% | 3.849% | 3.656%
997 | 127583.1754 | 6933.0719 | 134516.2473 | 123951.5585 | 102.9% | 3631.6169 | 183.4052 | 0.029603 | 17.99% | 12.07% | 3.358% | 3.19% | 8540.7893 | 4482.7993 | 132065.9747 | 126566.2942 | 130197.911 | 2614.7357 | 102.9% | 3631.6169 | 0.030366 | 17.92% | 12% | 3.289% | 3.124%
998 | 133415.5848 | 3747.7923 | 137163.3772 | 131582.7317 | 101.4% | 1832.8532 | 267.3722 | 0.057228 | 16.23% | 10.39% | 1.596% | 1.517% | 13020.1419 | 1000 | 134415.5848 | 131198.26 | 133223.349 | -192.2358 | 101.5% | 2025.089 | 0.053258 | 16.4% | 10.56% | 1.769% | 1.681%
999 | 135917.624 | 2934.3488 | 138851.9728 | 136269.3693 | 99.74% | -351.7453 | 415.8227 | 0.11101 | 14.34% | 8.595% | -0.2964% | -0.281% | 20628.9385 | 2010.8338 | 137928.4578 | 135875.5605 | 135720.7196 | -196.9044 | 99.89% | -154.8409 | 0.10393 | 14.5% | 8.752% | -0.1311% | -0.1241%
1000 | 133243.3797 | 5455.1693 | 138698.549 | 129044.4246 | 103.3% | 4198.9551 | 168.0933 | 0.025518 | 18.36% | 12.42% | 3.73% | 3.543% | 8175.0197 | 4429.4566 | 137672.8363 | 124735.037 | 131088.6859 | -2154.6938 | 105.1% | 6353.6489 | 0.010177 | 20.47% | 14.42% | 5.839% | 5.546%

## Alternative 1
Average >> | 133838.6216 | 5242.1374 | 139080.759 | 132558.4053 | 101% | 1280.2163 | 266.9975 | 0.070531 | 15.76% | 9.943% | 1.123% | 1.067% | 13131.9277 | 3040.1276 | 136878.7493 | 132650.548 | 134170.3935 | 331.7719 | 101.2% | 1519.8455 | 0.068393 | 15.98% | 10.15% | 1.344% | 1.277%
Target IRM >> | 14.63%
Target UCAP Reserve Margin >> |  | 8.88%
| Measured after the Base Residual Auction | [12 empty] | Measured after the Final Incremental Auction
Draw Number | Cleared Quantity | Uncleared Quantity | BRA Total Supply Offers | BRA Reliability Requirement | Cleared Quantity as % of BRA Reliability Requirement | Excess (Deficit) Cleared Quantity | Clearing Price | Cleared LOLE | Cleared ICAP Reserve Margin (IRM) | Cleared UCAP Reserve Margin | Excess Cleared above Target IRM | Excess Cleared above Target UCAP Reserve Margin | Procurement Cost | Additional Supply Offered | Total Final Available Quantity | Final IA Reliability Requirement | Total Final Cleared Quantity | Capacity Procured (Released) in IA | Cleared Quantity as % of Final IA Reliability Requirement | Excess (Deficit) Supply | Cleared LOLE | Cleared IRM | Cleared UCAP Reserve Margin | Excess Cleared above Target IRM | Excess Cleared above Target UCAP Reserve Margin
| (UCAP MW) | (UCAP MW) | (UCAP MW) | (UCAP MW) | (% of BRA Reliability Requirement) | (UCAP MW) | (2026$/UCAP MW-D) | (Days/Year) | (ICAP %) | (UCAP %) | (ICAP %) | (UCAP %) | (2026$ Million/Year) | (UCAP MW) | (UCAP MW) | (UCAP MW) | (UCAP MW) | (UCAP MW) | (% of Final IA Reliability Requirement) | (UCAP MW) | (Days/Year) | (%) | (ICAP %) | (%) | (UCAP %)
1 | 137322.0317 | 3215.7436 | 140537.7753 | 136137.2141 | 100.9% | 1184.8176 | 302.8219 | 0.071004 | 15.63% | 9.824% | 0.9971% | 0.9476% | 15178.2051 | 3758.7969 | 141080.8286 | 129530.1037 | 134018.4765 | -3303.5552 | 103.5% | 4488.3728 | 0.023167 | 18.6% | 12.65% | 3.972% | 3.773%
2 | 134313.5432 | 2191.6413 | 136505.1846 | 132773.5042 | 101.2% | 1540.0391 | 240.7023 | 0.06337 | 15.96% | 10.14% | 1.329% | 1.263% | 11800.297 | 1000 | 135313.5432 | 136629.3709 | 135313.5432 | 1000 | 99.04% | -1315.8276 | 0.14575 | 13.53% | 7.828% | -1.105% | -1.049%
3 | 137149.0888 | 8218.2301 | 145367.3189 | 135074.8916 | 101.5% | 2074.1972 | 160.1093 | 0.053467 | 16.39% | 10.55% | 1.76% | 1.672% | 8014.9788 | 4696.9375 | 141846.0262 | 132462.7702 | 135843.0281 | -1306.0607 | 102.6% | 3380.2579 | 0.034368 | 17.56% | 11.65% | 2.925% | 2.778%
4 | 127859.0768 | 9706.0454 | 137565.1222 | 125395.1853 | 102% | 2463.8915 | 68.0315 | 0.044844 | 16.89% | 11.02% | 2.252% | 2.139% | 3174.9325 | 4272.3928 | 132131.4697 | 128014.6287 | 130478.5202 | 2619.4434 | 101.9% | 2463.8915 | 0.045581 | 16.84% | 10.97% | 2.206% | 2.096%
5 | 140272.5626 | 2062.8318 | 142335.3944 | 140029.2059 | 100.2% | 243.3567 | 452.2241 | 0.094028 | 14.83% | 9.065% | 0.1987% | 0.1892% | 23153.6391 | 1000 | 141272.5626 | 141487.3594 | 141272.5626 | 1000 | 99.85% | -214.7968 | 0.10577 | 14.46% | 8.711% | -0.1745% | -0.1653%
6 | 132353.0094 | 3933.4016 | 136286.4109 | 130714.5994 | 101.3% | 1638.41 | 220.6438 | 0.060905 | 16.07% | 10.24% | 1.436% | 1.365% | 10659.0473 | 3738.3284 | 136091.3377 | 130295.546 | 132143.4827 | -209.5267 | 101.4% | 1847.9367 | 0.05656 | 16.26% | 10.42% | 1.625% | 1.544%
7 | 129306.7565 | 8135.1264 | 137441.8828 | 126917.1193 | 101.9% | 2389.6372 | 85.6276 | 0.046349 | 16.79% | 10.93% | 2.158% | 2.05% | 4041.3618 | 6210.5018 | 135517.2582 | 126880.6302 | 129288.5119 | -18.2445 | 101.9% | 2407.8817 | 0.046075 | 16.81% | 10.94% | 2.175% | 2.066%
8 | 128793.494 | 7927.3054 | 136720.7993 | 127012.3894 | 101.4% | 1781.1046 | 188.7017 | 0.056981 | 16.24% | 10.4% | 1.607% | 1.527% | 8870.7954 | 4120.2534 | 132913.7474 | 129342.9883 | 131124.093 | 2330.599 | 101.4% | 1781.1046 | 0.057647 | 16.21% | 10.38% | 1.578% | 1.499%
9 | 128171.8997 | 7584.1361 | 135756.0357 | 126995.4345 | 100.9% | 1176.4651 | 290.7888 | 0.069526 | 15.69% | 9.885% | 1.061% | 1.009% | 13603.8985 | 6350.1431 | 134522.0428 | 124901.0582 | 127124.7115 | -1047.1881 | 101.8% | 2223.6533 | 0.048229 | 16.67% | 10.81% | 2.04% | 1.938%
10 | 136307.8019 | 4394.7463 | 140702.5482 | 135014.106 | 101% | 1293.6959 | 283.9697 | 0.068687 | 15.73% | 9.919% | 1.098% | 1.043% | 14128.1599 | 3262.7267 | 139570.5286 | 135315.1764 | 136608.8723 | 301.0704 | 101% | 1293.6959 | 0.068744 | 15.73% | 9.917% | 1.095% | 1.041%
11 | 131236.934 | 6519.8604 | 137756.7943 | 129524.2282 | 101.3% | 1712.7058 | 205.8591 | 0.05909 | 16.15% | 10.32% | 1.515% | 1.44% | 9860.9557 | 3829.5027 | 135066.4367 | 126760.5273 | 129855.0835 | -1381.8504 | 102.4% | 3094.5562 | 0.036109 | 17.43% | 11.53% | 2.798% | 2.658%
12 | 131378.409 | 3558.1927 | 134936.6017 | 130954.8531 | 100.3% | 423.5559 | 420.1224 | 0.088886 | 15% | 9.228% | 0.3703% | 0.3521% | 20146.1816 | 1618.3062 | 132996.7152 | 131405.7169 | 131829.2728 | 450.8638 | 100.3% | 423.5559 | 0.088924 | 15% | 9.227% | 0.369% | 0.3509%
13 | 127983.6015 | 4837.3994 | 132821.0009 | 126592.4276 | 101.1% | 1391.1738 | 253.7723 | 0.064977 | 15.89% | 10.07% | 1.259% | 1.196% | 11854.721 | 1000 | 128983.6015 | 127015.119 | 128406.2928 | 422.6913 | 101.1% | 1391.1738 | 0.065074 | 15.89% | 10.07% | 1.255% | 1.193%
14 | 131040.3619 | 5770.5685 | 136810.9304 | 129423.3514 | 101.2% | 1617.0105 | 221.5012 | 0.061011 | 16.07% | 10.24% | 1.432% | 1.36% | 10594.3412 | 1000 | 132040.3619 | 128409.4231 | 130533.3978 | -506.9642 | 101.7% | 2123.9747 | 0.050544 | 16.53% | 10.68% | 1.896% | 1.801%
15 | 132410.7975 | 7419.5412 | 139830.3387 | 130954.6376 | 101.1% | 1456.1599 | 250.9808 | 0.064634 | 15.91% | 10.09% | 1.274% | 1.211% | 12129.888 | 3812.3251 | 136223.1226 | 132449.7606 | 133905.9206 | 1495.1231 | 101.1% | 1456.1599 | 0.064965 | 15.89% | 10.07% | 1.26% | 1.197%
16 | 138322.0715 | 2134.3965 | 140456.468 | 136736.0706 | 101.2% | 1586.0009 | 240.7023 | 0.06337 | 15.96% | 10.14% | 1.329% | 1.263% | 12152.4716 | 5376.5787 | 143698.6502 | 137653.2057 | 139239.2066 | 917.1351 | 101.2% | 1586.0009 | 0.063574 | 15.95% | 10.13% | 1.32% | 1.254%
17 | 138273.6626 | 2917.4711 | 141191.1337 | 137252.524 | 100.7% | 1021.1387 | 329.9189 | 0.074435 | 15.49% | 9.686% | 0.8523% | 0.81% | 16650.9691 | 1000 | 139273.6626 | 135391.3558 | 137343.0786 | -930.5841 | 101.4% | 1951.7228 | 0.055946 | 16.29% | 10.45% | 1.652% | 1.569%
18 | 127646.3848 | 4947.5343 | 132593.9191 | 125698.9215 | 101.5% | 1947.4633 | 157.1683 | 0.053106 | 16.41% | 10.56% | 1.776% | 1.687% | 7322.6184 | 1000 | 128646.3848 | 126642.2075 | 128589.6708 | 943.286 | 101.5% | 1947.4633 | 0.05341 | 16.4% | 10.55% | 1.762% | 1.674%
19 | 133132.2535 | 8080.939 | 141213.1925 | 131033.0621 | 101.6% | 2099.1913 | 145.863 | 0.051716 | 16.47% | 10.62% | 1.836% | 1.744% | 7087.9591 | 5060.7988 | 138193.0523 | 132497.7046 | 134596.8959 | 1464.6425 | 101.6% | 2099.1913 | 0.052183 | 16.45% | 10.6% | 1.816% | 1.725%
20 | 139693.9559 | 2659.1027 | 142353.0586 | 138624.8294 | 100.8% | 1069.1265 | 324.0668 | 0.073615 | 15.52% | 9.716% | 0.8836% | 0.8397% | 16523.6146 | 1000 | 140693.9559 | 138445.469 | 139604.2757 | -89.6802 | 100.8% | 1158.8067 | 0.071882 | 15.59% | 9.788% | 0.959% | 0.9113%
21 | 133090.0036 | 4265.7052 | 137355.7088 | 131819.7068 | 101% | 1270.2968 | 282.7933 | 0.068543 | 15.74% | 9.925% | 1.104% | 1.049% | 13737.4917 | 1602.2467 | 134692.2503 | 132395.3947 | 133665.6914 | 575.6879 | 101% | 1270.2968 | 0.068654 | 15.73% | 9.921% | 1.099% | 1.045%
22 | 130183.7377 | 5917.4426 | 136101.1803 | 129008.2738 | 100.9% | 1175.4639 | 294.0588 | 0.069927 | 15.68% | 9.868% | 1.044% | 0.992% | 13972.8105 | 3386.3645 | 133570.1022 | 127420.7636 | 129389.9826 | -793.7551 | 101.5% | 1969.219 | 0.053208 | 16.4% | 10.56% | 1.771% | 1.683%
23 | 131255.1453 | 6478.8534 | 137733.9987 | 130220.1687 | 100.8% | 1034.9766 | 319.0123 | 0.072995 | 15.54% | 9.742% | 0.9106% | 0.8653% | 15283.2829 | 5480.8104 | 136735.9557 | 126345.6058 | 129317.8638 | -1937.2815 | 102.4% | 2972.2581 | 0.037737 | 17.33% | 11.44% | 2.696% | 2.561%
24 | 140958.6491 | 4142.1743 | 145100.8234 | 139620.812 | 101% | 1337.837 | 283.9697 | 0.068687 | 15.73% | 9.919% | 1.098% | 1.043% | 14610.2153 | 2046.1193 | 143004.7684 | 138368.0463 | 140332.2662 | -626.3829 | 101.4% | 1964.2199 | 0.056526 | 16.26% | 10.42% | 1.627% | 1.546%
25 | 129835.6411 | 6468.0709 | 136303.712 | 128141.2228 | 101.3% | 1694.4182 | 205.8591 | 0.05909 | 16.15% | 10.32% | 1.515% | 1.44% | 9755.6646 | 3776.2404 | 133611.8814 | 128159.3629 | 129853.7811 | 18.1401 | 101.3% | 1694.4182 | 0.059094 | 16.15% | 10.32% | 1.515% | 1.439%
26 | 126126.9597 | 5567.5637 | 131694.5234 | 124896.3224 | 101% | 1230.6373 | 278.1476 | 0.067972 | 15.76% | 9.949% | 1.129% | 1.073% | 12804.8955 | 4942.7234 | 131069.683 | 125358.7238 | 126589.3611 | 462.4014 | 101% | 1230.6373 | 0.068068 | 15.76% | 9.945% | 1.125% | 1.069%
27 | 144931.077 | 1575.3378 | 146506.4148 | 145192.7335 | 99.82% | -261.6565 | 489.4998 | 0.10717 | 14.43% | 8.68% | -0.2071% | -0.1962% | 25894.4637 | 1000 | 145931.077 | 146341.3266 | 145931.077 | 1000 | 99.72% | -410.2496 | 0.1121 | 14.31% | 8.571% | -0.3219% | -0.3052%
28 | 124978.6583 | 4958.5504 | 129937.2086 | 123436.4479 | 101.2% | 1542.2104 | 221.5012 | 0.061011 | 16.07% | 10.24% | 1.432% | 1.36% | 10104.265 | 1695.1264 | 126673.7847 | 124587.3674 | 126129.5778 | 1150.9195 | 101.2% | 1542.2104 | 0.061316 | 16.05% | 10.22% | 1.418% | 1.348%
29 | 138872.4318 | 3815.1767 | 142687.6085 | 137562.9771 | 101% | 1309.4547 | 285.3156 | 0.068853 | 15.72% | 9.913% | 1.091% | 1.036% | 14462.2014 | 1000 | 139872.4318 | 137836.8219 | 139146.2766 | 273.8448 | 101% | 1309.4547 | 0.068903 | 15.72% | 9.911% | 1.089% | 1.034%
30 | 131835.503 | 7121.9468 | 138957.4499 | 129904.38 | 101.5% | 1931.123 | 170.6271 | 0.054759 | 16.34% | 10.49% | 1.704% | 1.619% | 8210.5678 | 5587.0275 | 137422.5305 | 130542.1885 | 132473.3115 | 637.8085 | 101.5% | 1931.123 | 0.054951 | 16.33% | 10.49% | 1.695% | 1.611%
31 | 132677.4404 | 3819.3876 | 136496.828 | 131473.5775 | 100.9% | 1203.8629 | 293.0918 | 0.069808 | 15.68% | 9.873% | 1.049% | 0.9969% | 14193.6324 | 2493.1955 | 135170.6359 | 130204.4103 | 132042.8568 | -634.5836 | 101.4% | 1838.4465 | 0.056726 | 16.25% | 10.41% | 1.618% | 1.537%
32 | 135843.9638 | 3253.8007 | 139097.7645 | 134453.9418 | 101% | 1390.022 | 267.7395 | 0.066694 | 15.82% | 10% | 1.185% | 1.126% | 13275.3379 | 3467.8573 | 139311.8211 | 130121.5361 | 133677.761 | -2166.2028 | 102.7% | 3556.2248 | 0.032085 | 17.77% | 11.85% | 3.132% | 2.976%
33 | 129154.8513 | 4855.4455 | 134010.2968 | 127680.5791 | 101.2% | 1474.2722 | 241.8289 | 0.063509 | 15.96% | 10.13% | 1.323% | 1.257% | 11400.1803 | 2256.8416 | 131411.6929 | 124849.6737 | 127739.3986 | -1415.4527 | 102.3% | 2889.7249 | 0.038432 | 17.29% | 11.4% | 2.653% | 2.52%
34 | 134853.5826 | 5124.3821 | 139977.9647 | 132864.1981 | 101.5% | 1989.3845 | 168.3241 | 0.054477 | 16.35% | 10.51% | 1.716% | 1.63% | 8285.1761 | 2802.0261 | 137655.6087 | 138121.4959 | 137655.6087 | 2802.0261 | 99.66% | -465.8871 | 0.11491 | 14.25% | 8.509% | -0.3872% | -0.3672%
35 | 132239.5133 | 4661.5544 | 136901.0677 | 130197.2196 | 101.6% | 2042.2938 | 153.031 | 0.052597 | 16.43% | 10.58% | 1.798% | 1.708% | 7386.4121 | 2678.8963 | 134918.4097 | 127517.8873 | 130899.8472 | -1339.6662 | 102.7% | 3381.9599 | 0.033104 | 17.67% | 11.76% | 3.04% | 2.888%
36 | 136019.9512 | 4359.6138 | 140379.565 | 137289.0274 | 99.08% | -1269.0762 | 489.4998 | 0.14384 | 13.57% | 7.87% | -1.06% | -1.006% | 24302.3357 | 4541.0262 | 140560.9773 | 137665.7197 | 137665.7197 | 1645.7685 | 100% | 0 | 0.1 | 14.63% | 8.876% | -0.0005144% | 0%
37 | 134031.9288 | 6101.2591 | 140133.1879 | 133117.867 | 100.7% | 914.0618 | 342.2112 | 0.076405 | 15.42% | 9.624% | 0.7866% | 0.7476% | 16741.5388 | 3582.0018 | 137613.9306 | 131397.3035 | 133171.6471 | -860.2818 | 101.4% | 1774.3435 | 0.05835 | 16.18% | 10.35% | 1.547% | 1.47%
38 | 133755.6913 | 5854.0669 | 139609.7582 | 132219.1442 | 101.2% | 1536.5471 | 240.2238 | 0.063312 | 15.96% | 10.14% | 1.332% | 1.265% | 11727.9238 | 3725.0452 | 137480.7366 | 129373.389 | 132332.8137 | -1422.8776 | 102.3% | 2959.4247 | 0.038929 | 17.26% | 11.37% | 2.622% | 2.491%
39 | 138114.5284 | 6270.8287 | 144385.357 | 136404.7566 | 101.3% | 1709.7718 | 220.6338 | 0.060904 | 16.07% | 10.24% | 1.436% | 1.365% | 11122.5486 | 2647.5391 | 140762.0675 | 136635.0936 | 138344.8654 | 230.337 | 101.3% | 1709.7718 | 0.06096 | 16.07% | 10.24% | 1.434% | 1.362%
40 | 142455.3607 | 4303.1506 | 146758.5113 | 141266.5143 | 100.8% | 1188.8464 | 308.9831 | 0.071762 | 15.6% | 9.792% | 0.9642% | 0.9163% | 16065.9467 | 2302.3645 | 144757.7252 | 139663.2403 | 141653.7237 | -801.637 | 101.4% | 1990.4834 | 0.056377 | 16.27% | 10.43% | 1.633% | 1.552%
41 | 140762.3969 | 1530.0261 | 142292.423 | 140755.6619 | 100% | 6.735 | 488.473 | 0.099836 | 14.64% | 8.881% | 0.004971% | 0.00521% | 25096.8984 | 2939.78 | 143702.1769 | 136852.0018 | 138810.5668 | -1951.8301 | 101.4% | 1958.5651 | 0.05622 | 16.27% | 10.43% | 1.64% | 1.558%
42 | 135093.6971 | 5802.1607 | 140895.8579 | 133426.6693 | 101.2% | 1667.0278 | 221.5012 | 0.061011 | 16.07% | 10.24% | 1.432% | 1.36% | 10922.0449 | 1973.0629 | 137066.76 | 129275.1521 | 133017.9385 | -2075.7586 | 102.9% | 3742.7864 | 0.03004 | 17.95% | 12.03% | 3.318% | 3.152%
43 | 140409.3378 | 3857.3994 | 144266.7372 | 139040.3042 | 101% | 1369.0335 | 278.2971 | 0.06799 | 15.76% | 9.948% | 1.128% | 1.072% | 14262.5616 | 2084.1807 | 142493.5185 | 135592.9163 | 138685.6438 | -1723.694 | 102.3% | 3092.7275 | 0.03905 | 17.25% | 11.36% | 2.614% | 2.483%
44 | 133223.7928 | 9037.9483 | 142261.7411 | 131172.4336 | 101.6% | 2051.3592 | 154.0479 | 0.052722 | 16.43% | 10.58% | 1.792% | 1.703% | 7490.838 | 2446.8839 | 135670.6767 | 134522.0357 | 135670.6767 | 2446.8839 | 100.9% | 1148.641 | 0.071437 | 15.61% | 9.806% | 0.9783% | 0.9297%
45 | 140173.2901 | -1.1642e-10 | 140173.2901 | 140821.8792 | 99.54% | -648.5891 | 489.4998 | 0.12099 | 14.1% | 8.375% | -0.5285% | -0.5015% | 25044.4021 | 4162.4489 | 144335.7389 | 143388.099 | 143388.099 | 3214.8089 | 100% | 0 | 0.1 | 14.63% | 8.876% | -0.0005144% | -2.22e-14%
46 | 133704.4471 | 4113.983 | 137818.4301 | 132083.8938 | 101.2% | 1620.5533 | 226.3264 | 0.061604 | 16.04% | 10.21% | 1.406% | 1.336% | 11045.2075 | 1000 | 134704.4471 | 129685.6792 | 132505.3398 | -1199.1073 | 102.2% | 2819.6606 | 0.041006 | 17.13% | 11.24% | 2.492% | 2.367%
47 | 134318.1717 | 6842.8246 | 141160.9963 | 132292.8348 | 101.5% | 2025.3368 | 161.1063 | 0.05359 | 16.39% | 10.54% | 1.754% | 1.667% | 7898.4166 | 3486.4526 | 137804.6243 | 135841.5775 | 137804.6243 | 3486.4526 | 101.4% | 1963.0468 | 0.055853 | 16.29% | 10.45% | 1.656% | 1.573%
48 | 138642.132 | 3045.7768 | 141687.9088 | 137252.6801 | 101% | 1389.452 | 272.3553 | 0.06726 | 15.79% | 9.978% | 1.16% | 1.102% | 13782.371 | 2235.7523 | 140877.8843 | 133862.1547 | 136946.8694 | -1695.2627 | 102.3% | 3084.7146 | 0.038619 | 17.27% | 11.39% | 2.641% | 2.509%
49 | 132907.0787 | 4259.8423 | 137166.921 | 130864.4475 | 101.6% | 2042.6312 | 154.6859 | 0.052801 | 16.42% | 10.58% | 1.789% | 1.699% | 7503.9822 | 1726.322 | 134633.4007 | 135066.4886 | 134633.4007 | 1726.322 | 99.68% | -433.0879 | 0.11409 | 14.27% | 8.527% | -0.3681% | -0.3491%
50 | 126527.427 | 10611.96 | 137139.387 | 124605.5984 | 101.5% | 1921.8286 | 158.6637 | 0.05329 | 16.4% | 10.56% | 1.768% | 1.679% | 7327.4899 | 5397.1984 | 131924.6254 | 125486.8761 | 127408.7047 | 881.2777 | 101.5% | 1921.8286 | 0.053575 | 16.39% | 10.54% | 1.755% | 1.667%
51 | 142209.2902 | 5525.9039 | 147735.1941 | 141386.5204 | 100.6% | 822.7697 | 364.6724 | 0.080004 | 15.3% | 9.51% | 0.6666% | 0.6336% | 18928.8272 | 2122.3996 | 144331.6898 | 140824.3225 | 141928.1912 | -281.099 | 100.8% | 1103.8687 | 0.073283 | 15.53% | 9.73% | 0.898% | 0.8534%
52 | 134637.5355 | 6085.3123 | 140722.8479 | 133082.3311 | 101.2% | 1555.2045 | 238.838 | 0.063141 | 15.97% | 10.15% | 1.339% | 1.272% | 11737.1457 | 4533.3985 | 139170.9341 | 132947.4998 | 134570.1199 | -67.4157 | 101.2% | 1622.6201 | 0.061773 | 16.03% | 10.21% | 1.399% | 1.329%
53 | 132846.4074 | 3817.4255 | 136663.8329 | 131619.8292 | 100.9% | 1226.5782 | 289.6024 | 0.06938 | 15.7% | 9.891% | 1.068% | 1.015% | 14042.5154 | 3019.0515 | 135865.459 | 127724.1194 | 130898.5525 | -1947.8549 | 102.5% | 3174.4331 | 0.0353 | 17.48% | 11.58% | 2.849% | 2.706%
54 | 137023.5005 | 3914.9572 | 140938.4577 | 136245.337 | 100.6% | 778.1636 | 366.9853 | 0.080374 | 15.29% | 9.498% | 0.6542% | 0.6218% | 18354.2475 | 1881.2279 | 138904.7284 | 141848.0945 | 138904.7284 | 1881.2279 | 97.92% | -2943.3661 | 0.22264 | 12.25% | 6.617% | -2.379% | -2.259%
55 | 135054.6592 | 5994.0531 | 141048.7122 | 133531.7068 | 101.1% | 1522.9524 | 244.8596 | 0.063881 | 15.94% | 10.12% | 1.307% | 1.242% | 12070.3406 | 2779.1984 | 137833.8576 | 133277.1143 | 134927.3629 | -127.2963 | 101.2% | 1650.2486 | 0.061306 | 16.05% | 10.22% | 1.419% | 1.348%
56 | 134801.1687 | 2234.2735 | 137035.4422 | 134002.661 | 100.6% | 798.5077 | 361.6815 | 0.079524 | 15.32% | 9.525% | 0.6826% | 0.6488% | 17795.6098 | 1000 | 135801.1687 | 135437.1141 | 135801.1687 | 1000 | 100.3% | 364.0546 | 0.090763 | 14.94% | 9.169% | 0.3076% | 0.2927%
57 | 141198.0991 | 1233.0441 | 142431.1433 | 140740.2693 | 100.3% | 457.8299 | 419.7237 | 0.088822 | 15.01% | 9.23% | 0.3724% | 0.3542% | 21631.427 | 1000 | 142198.0991 | 139103.6713 | 140379.8002 | -818.299 | 100.9% | 1276.1289 | 0.069763 | 15.68% | 9.875% | 1.051% | 0.9988%
58 | 135831.6559 | 3349.3887 | 139181.0446 | 134056.4766 | 101.3% | 1775.1793 | 205.4603 | 0.059039 | 16.15% | 10.32% | 1.517% | 1.442% | 10186.4257 | 2055.4637 | 137887.1196 | 138249.9849 | 137887.1196 | 2055.4637 | 99.74% | -362.8653 | 0.11122 | 14.33% | 8.59% | -0.3014% | -0.2858%
59 | 134091.1209 | 7390.8492 | 141481.9701 | 132163.0075 | 101.5% | 1928.1135 | 176.5689 | 0.055489 | 16.31% | 10.46% | 1.672% | 1.588% | 8641.8558 | 4674.6606 | 138765.7816 | 129312.3486 | 132665.7915 | -1425.3295 | 102.6% | 3353.4429 | 0.033846 | 17.61% | 11.7% | 2.972% | 2.823%
60 | 129244.8945 | 4329.7285 | 133574.623 | 127598.8248 | 101.3% | 1646.0697 | 212.7879 | 0.05994 | 16.11% | 10.28% | 1.478% | 1.405% | 10038.137 | 1000 | 130244.8945 | 125789.7155 | 128340.3398 | -904.5547 | 102% | 2550.6244 | 0.043693 | 16.96% | 11.08% | 2.324% | 2.208%
61 | 133294.5531 | 3020.9593 | 136315.5124 | 132392.5639 | 100.7% | 901.9892 | 343.3577 | 0.076589 | 15.41% | 9.618% | 0.7805% | 0.7418% | 16705.2148 | 3015.1203 | 136309.6734 | 130474.6444 | 132335.5933 | -958.9597 | 101.4% | 1860.9489 | 0.056348 | 16.27% | 10.43% | 1.634% | 1.553%
62 | 121783.2709 | 6280.9356 | 128064.2065 | 119732.0989 | 101.7% | 2051.172 | 122.026 | 0.049461 | 16.6% | 10.74% | 1.963% | 1.865% | 5424.1659 | 4090.211 | 125873.4819 | 120336.8297 | 122388.0017 | 604.7309 | 101.7% | 2051.172 | 0.049619 | 16.59% | 10.73% | 1.953% | 1.856%
63 | 136316.9966 | 4369.1345 | 140686.1311 | 134447.1001 | 101.4% | 1869.8965 | 191.1741 | 0.057284 | 16.23% | 10.39% | 1.594% | 1.514% | 9512.0021 | 1000 | 137316.9966 | 135674.6465 | 137316.9966 | 1000 | 101.2% | 1642.3501 | 0.062036 | 16.02% | 10.19% | 1.387% | 1.318%
64 | 134397.7163 | 5789.6487 | 140187.365 | 133408.87 | 100.7% | 988.8464 | 330.5071 | 0.07453 | 15.48% | 9.683% | 0.8492% | 0.807% | 16213.0802 | 4400.3292 | 138798.0456 | 133555.7214 | 134544.5677 | 146.8514 | 100.7% | 988.8464 | 0.074558 | 15.48% | 9.682% | 0.8482% | 0.8061%
65 | 136854.9521 | 3932.6136 | 140787.5656 | 137740.4402 | 99.36% | -885.4882 | 489.4998 | 0.12997 | 13.9% | 8.176% | -0.7375% | -0.6999% | 24451.5232 | 3342.3519 | 140197.3039 | 138146.3228 | 138146.3228 | 1291.3707 | 100% | 0 | 0.1 | 14.63% | 8.876% | -0.0005144% | 0%
66 | 141036.3268 | 2324.7746 | 143361.1014 | 141632.0992 | 99.58% | -595.7724 | 489.4998 | 0.11902 | 14.15% | 8.418% | -0.4827% | -0.458% | 25198.5987 | 1000 | 142036.3268 | 142538.2787 | 142036.3268 | 1000 | 99.65% | -501.9518 | 0.11564 | 14.23% | 8.493% | -0.4042% | -0.3834%
67 | 135155.1741 | 3813.6569 | 138968.831 | 134269.8049 | 100.7% | 885.3692 | 348.0633 | 0.077342 | 15.39% | 9.594% | 0.7554% | 0.7179% | 17170.5321 | 3310.4657 | 138465.6397 | 135305.2881 | 136190.6573 | 1035.4832 | 100.7% | 885.3692 | 0.077515 | 15.38% | 9.589% | 0.7496% | 0.7124%
68 | 143206.8335 | 3254.7008 | 146461.5342 | 144332.8012 | 99.22% | -1125.9677 | 489.4998 | 0.13673 | 13.74% | 8.027% | -0.8948% | -0.8494% | 25586.3975 | 3361.784 | 146568.6175 | 143311.383 | 142696.1244 | -510.7091 | 99.57% | -615.2587 | 0.11945 | 14.14% | 8.409% | -0.4927% | -0.4674%
69 | 129569.2606 | 6848.0818 | 136417.3424 | 128004.4875 | 101.2% | 1564.7731 | 227.2834 | 0.061722 | 16.03% | 10.21% | 1.401% | 1.331% | 10748.8657 | 4782.7705 | 134352.031 | 126890.7751 | 129012.4044 | -556.8562 | 101.7% | 2121.6293 | 0.050215 | 16.55% | 10.7% | 1.916% | 1.82%
70 | 133459.5517 | 3727.9204 | 137187.4722 | 132087.448 | 101% | 1372.1037 | 266.6827 | 0.066563 | 15.82% | 10.01% | 1.19% | 1.131% | 12990.8437 | 1000 | 134459.5517 | 131094.624 | 132963.1397 | -496.412 | 101.4% | 1868.5157 | 0.056374 | 16.27% | 10.43% | 1.633% | 1.552%
71 | 131446.5258 | 5565.8945 | 137012.4203 | 130046.9818 | 101.1% | 1399.544 | 258.6573 | 0.065577 | 15.87% | 10.05% | 1.233% | 1.172% | 12409.8547 | 1024.1895 | 132470.7153 | 129903.4594 | 131374.7646 | -71.7612 | 101.1% | 1471.3052 | 0.06409 | 15.93% | 10.11% | 1.298% | 1.233%
72 | 123419.8075 | 5796.1402 | 129215.9477 | 121649.6879 | 101.5% | 1770.1196 | 177.3764 | 0.055589 | 16.3% | 10.46% | 1.668% | 1.584% | 7990.4924 | 1762.7634 | 125182.5709 | 124133.0075 | 125182.5709 | 1762.7634 | 100.8% | 1049.5634 | 0.071657 | 15.6% | 9.797% | 0.9687% | 0.9206%
73 | 140843.0154 | 5374.1956 | 146217.211 | 139315.2322 | 101.1% | 1527.7833 | 254.2707 | 0.065038 | 15.89% | 10.07% | 1.257% | 1.194% | 13071.4736 | 4452.729 | 145295.7444 | 142576.9929 | 144104.7762 | 3261.7608 | 101.1% | 1527.7833 | 0.065699 | 15.86% | 10.04% | 1.228% | 1.167%
74 | 140796.1376 | 4348.2602 | 145144.3978 | 139002.9507 | 101.3% | 1793.1869 | 212.7879 | 0.05994 | 16.11% | 10.28% | 1.478% | 1.405% | 10935.294 | 3886.4854 | 144682.623 | 135893.1647 | 139241.2446 | -1554.893 | 102.5% | 3348.0799 | 0.035697 | 17.46% | 11.56% | 2.824% | 2.682%
75 | 130020.5008 | 8217.5899 | 138238.0907 | 127888.2351 | 101.7% | 2132.2657 | 131.8659 | 0.050302 | 16.54% | 10.69% | 1.911% | 1.815% | 6258.0222 | 3300.3662 | 133320.867 | 127707.5315 | 129930.149 | -90.3518 | 101.7% | 2222.6175 | 0.048961 | 16.63% | 10.77% | 1.995% | 1.895%
76 | 126900.9723 | 7976.5285 | 134877.5009 | 124670.3815 | 101.8% | 2230.5908 | 105.716 | 0.048066 | 16.68% | 10.82% | 2.05% | 1.948% | 4896.6445 | 4822.2351 | 131723.2074 | 127414.0472 | 129644.6381 | 2743.6657 | 101.8% | 2230.5908 | 0.048773 | 16.64% | 10.78% | 2.006% | 1.906%
77 | 141497.3458 | 4446.3748 | 145943.7206 | 140203.4104 | 100.9% | 1293.9354 | 291.5365 | 0.069618 | 15.69% | 9.881% | 1.057% | 1.005% | 15056.8501 | 4870.6846 | 146368.0303 | 139797.5155 | 141294.3983 | -202.9474 | 101.1% | 1496.8828 | 0.06572 | 15.86% | 10.04% | 1.227% | 1.166%
78 | 134732.8413 | 5889.8444 | 140622.6857 | 133741.5292 | 100.7% | 991.3121 | 330.5071 | 0.07453 | 15.48% | 9.683% | 0.8492% | 0.807% | 16253.5081 | 2393.0996 | 137125.9409 | 131435.004 | 133579.5787 | -1153.2626 | 101.6% | 2144.5747 | 0.050955 | 16.5% | 10.65% | 1.87% | 1.776%
79 | 137573.5346 | 5399.1358 | 142972.6703 | 136777.5856 | 100.6% | 795.949 | 364.6724 | 0.080004 | 15.3% | 9.51% | 0.6666% | 0.6336% | 18311.783 | 1611.7469 | 139185.2815 | 132373.389 | 135371.4363 | -2202.0983 | 102.3% | 2998.0473 | 0.039344 | 17.23% | 11.34% | 2.596% | 2.466%
80 | 138471.3869 | 3044.4976 | 141515.8845 | 138198.0897 | 100.2% | 273.2972 | 447.0798 | 0.093205 | 14.86% | 9.092% | 0.2262% | 0.2153% | 22596.3337 | 1000 | 139471.3869 | 135426.8312 | 137085.7576 | -1385.6293 | 101.2% | 1658.9264 | 0.061655 | 16.04% | 10.21% | 1.404% | 1.334%
81 | 136947.2521 | 3935.2659 | 140882.518 | 135506.8332 | 101.1% | 1440.4189 | 261.4886 | 0.065925 | 15.85% | 10.03% | 1.218% | 1.157% | 13070.7035 | 4006.5973 | 140953.8494 | 137478.8495 | 138919.2684 | 1972.0163 | 101% | 1440.4189 | 0.066327 | 15.83% | 10.02% | 1.201% | 1.141%
82 | 125971.0064 | 8131.0996 | 134102.106 | 124631.9112 | 101.1% | 1339.0952 | 259.0361 | 0.065623 | 15.86% | 10.05% | 1.231% | 1.17% | 11910.3302 | 5308.2115 | 131279.2179 | 125230.1907 | 126569.2858 | 598.2794 | 101.1% | 1339.0952 | 0.065758 | 15.86% | 10.04% | 1.225% | 1.164%
83 | 139202.3013 | 4001.6351 | 143203.9365 | 137890.3986 | 101% | 1311.9027 | 285.4253 | 0.068866 | 15.72% | 9.912% | 1.09% | 1.036% | 14502.1259 | 1061.8911 | 140264.1925 | 141081.7038 | 140264.1925 | 1061.8911 | 99.42% | -817.5114 | 0.12684 | 13.97% | 8.245% | -0.6648% | -0.6309%
84 | 132682.0221 | 5591.5222 | 138273.5443 | 131044.7539 | 101.2% | 1637.2683 | 221.5012 | 0.061011 | 16.07% | 10.24% | 1.432% | 1.36% | 10727.066 | 3033.3926 | 135715.4148 | 131707.6722 | 133344.9404 | 662.9183 | 101.2% | 1637.2683 | 0.061177 | 16.06% | 10.23% | 1.424% | 1.353%
85 | 141651.3607 | 4179.3527 | 145830.7134 | 140175.2256 | 101.1% | 1476.1351 | 263.6121 | 0.066187 | 15.84% | 10.02% | 1.207% | 1.147% | 13629.4698 | 1470.3861 | 143121.7468 | 138688.0088 | 140907.7523 | -743.6084 | 101.6% | 2219.7435 | 0.051756 | 16.47% | 10.62% | 1.834% | 1.743%
86 | 130291.8809 | 8345.2533 | 138637.1341 | 128285.6668 | 101.6% | 2006.2141 | 154.0479 | 0.052722 | 16.43% | 10.58% | 1.792% | 1.703% | 7325.9839 | 6376.5233 | 136668.4042 | 130767.6265 | 132773.8406 | 2481.9597 | 101.5% | 2006.2141 | 0.053505 | 16.39% | 10.55% | 1.758% | 1.67%
87 | 136475.6516 | 3840.8415 | 140316.4931 | 135237.3252 | 100.9% | 1238.3264 | 293.0918 | 0.069808 | 15.68% | 9.873% | 1.049% | 0.9969% | 14599.9593 | 5545.5931 | 142021.2447 | 135283.6728 | 136521.9993 | 46.3477 | 100.9% | 1238.3264 | 0.069817 | 15.68% | 9.873% | 1.049% | 0.9966%
88 | 137896.5 | 5581.6701 | 143478.1701 | 135778.1787 | 101.6% | 2118.3213 | 154.8454 | 0.05282 | 16.42% | 10.57% | 1.788% | 1.699% | 7793.7152 | 2940.8175 | 140837.3175 | 136809.0092 | 138927.3306 | 1030.8305 | 101.5% | 2118.3213 | 0.05313 | 16.41% | 10.56% | 1.774% | 1.686%
89 | 130419.0917 | 4902.9734 | 135322.0651 | 128705.8635 | 101.3% | 1713.2282 | 203.9749 | 0.058857 | 16.16% | 10.33% | 1.525% | 1.449% | 9709.8095 | 1390.4778 | 131809.5695 | 127624.1645 | 129878.2422 | -540.8495 | 101.8% | 2254.0777 | 0.048488 | 16.66% | 10.8% | 2.024% | 1.923%
90 | 134021.0535 | 7929.7866 | 141950.8401 | 131665.31 | 101.8% | 2355.7434 | 105.716 | 0.048066 | 16.68% | 10.82% | 2.05% | 1.948% | 5171.3824 | 4486.8296 | 138507.883 | 131033.2768 | 133705.0369 | -316.0166 | 102% | 2671.76 | 0.043486 | 16.97% | 11.1% | 2.337% | 2.22%
91 | 139973.2174 | 3566.1966 | 143539.414 | 139501.2849 | 100.3% | 471.9325 | 416.9322 | 0.088375 | 15.02% | 9.245% | 0.3873% | 0.3683% | 21301.1606 | 1000 | 140973.2174 | 139439.6248 | 139942.3873 | -30.8301 | 100.4% | 502.7625 | 0.08761 | 15.05% | 9.269% | 0.4128% | 0.3926%
92 | 131092.6407 | 6854.5172 | 137947.1578 | 129466.7282 | 101.3% | 1625.9125 | 220.1154 | 0.060841 | 16.07% | 10.24% | 1.439% | 1.367% | 10532.2612 | 1000 | 132092.6407 | 133080.143 | 132092.6407 | 1000 | 99.26% | -987.5023 | 0.13486 | 13.78% | 8.068% | -0.8511% | -0.8079%
93 | 136443.275 | 5156.5081 | 141599.7831 | 135653.8653 | 100.6% | 789.4097 | 364.6724 | 0.080004 | 15.3% | 9.51% | 0.6666% | 0.6336% | 18161.3393 | 1568.6383 | 138011.9133 | 134908.5937 | 136070.6392 | -372.6358 | 100.9% | 1162.0455 | 0.07124 | 15.62% | 9.814% | 0.9869% | 0.9378%
94 | 132157.2261 | 2920.6017 | 135077.8278 | 131470.4233 | 100.5% | 686.8029 | 377.4432 | 0.082049 | 15.23% | 9.445% | 0.5983% | 0.5688% | 18206.876 | 1998.6799 | 134155.9061 | 129529.2131 | 131186.6211 | -970.6051 | 101.3% | 1657.4079 | 0.060216 | 16.1% | 10.27% | 1.466% | 1.393%
95 | 138599.7651 | 2362.496 | 140962.261 | 141613.2367 | 97.87% | -3013.4717 | 489.4998 | 0.22725 | 12.19% | 6.559% | -2.44% | -2.317% | 24763.2644 | 5452.1401 | 144051.9052 | 140493.7653 | 138040.0293 | -559.7357 | 98.25% | -2453.7359 | 0.19652 | 12.63% | 6.975% | -2.003% | -1.902%
96 | 134827.9158 | 6060.9167 | 140888.8325 | 133512.3821 | 101% | 1315.5337 | 278.1476 | 0.067972 | 15.76% | 9.949% | 1.129% | 1.073% | 13688.2502 | 2926.2921 | 137754.2079 | 135203.9196 | 136519.4532 | 1691.5374 | 101% | 1315.5337 | 0.068297 | 15.75% | 9.936% | 1.115% | 1.059%
97 | 134813.1996 | 5735.408 | 140548.6077 | 133292.9701 | 101.1% | 1520.2295 | 244.8596 | 0.063881 | 15.94% | 10.12% | 1.307% | 1.242% | 12048.7605 | 3108.4931 | 137921.6927 | 133246.584 | 134790.0066 | -23.193 | 101.2% | 1543.4226 | 0.063412 | 15.96% | 10.14% | 1.327% | 1.261%
98 | 135214.386 | 5393.2015 | 140607.5875 | 133545.8689 | 101.2% | 1668.5171 | 221.5012 | 0.061011 | 16.07% | 10.24% | 1.432% | 1.36% | 10931.8024 | 2205.6177 | 137420.0037 | 134198.3858 | 135866.9029 | 652.517 | 101.2% | 1668.5171 | 0.061171 | 16.06% | 10.23% | 1.425% | 1.354%
99 | 134929.1045 | 5222.1629 | 140151.2674 | 133507.2694 | 101.1% | 1421.8351 | 261.0599 | 0.065872 | 15.85% | 10.04% | 1.22% | 1.16% | 12856.9724 | 1486.6721 | 136415.7765 | 133650.85 | 135072.6851 | 143.5806 | 101.1% | 1421.8351 | 0.065902 | 15.85% | 10.03% | 1.219% | 1.158%
100 | 135516.7997 | 1964.4238 | 137481.2234 | 133962.964 | 101.2% | 1553.8356 | 240.7023 | 0.06337 | 15.96% | 10.14% | 1.329% | 1.263% | 11906.0107 | 1700.7875 | 137217.5872 | 131697.7917 | 134384.2135 | -1132.5862 | 102% | 2686.4218 | 0.04347 | 16.97% | 11.1% | 2.338% | 2.221%
101 | 129523.2448 | 6381.0676 | 135904.3125 | 127702.3996 | 101.4% | 1820.8452 | 183.6571 | 0.05636 | 16.27% | 10.43% | 1.634% | 1.552% | 8682.5722 | 6474.6011 | 135997.8459 | 122286.8792 | 126815.4846 | -2707.7602 | 103.7% | 4528.6054 | 0.020984 | 18.88% | 12.91% | 4.245% | 4.032%
102 | 141351.3385 | 3382.2635 | 144733.602 | 139904.9623 | 101% | 1446.3762 | 267.7395 | 0.066694 | 15.82% | 10% | 1.185% | 1.126% | 13813.5455 | 1777.2923 | 143128.6308 | 142938.8874 | 143128.6308 | 1777.2923 | 100.1% | 189.7433 | 0.095439 | 14.78% | 9.021% | 0.1517% | 0.1445%
103 | 137765.3596 | 4231.2411 | 141996.6007 | 136371.6507 | 101% | 1393.7089 | 270.2817 | 0.067006 | 15.8% | 9.989% | 1.171% | 1.113% | 13590.9394 | 5789.7995 | 143555.159 | 134859.8314 | 137009.4499 | -755.9097 | 101.6% | 2149.6185 | 0.051929 | 16.46% | 10.61% | 1.827% | 1.735%
104 | 127334.4371 | 5733.6732 | 133068.1103 | 125298.5506 | 101.6% | 2035.8866 | 140.968 | 0.051115 | 16.5% | 10.65% | 1.862% | 1.769% | 6551.7783 | 1000 | 128334.4371 | 124671.7341 | 127021.0289 | -313.4082 | 101.9% | 2349.2948 | 0.046321 | 16.79% | 10.93% | 2.16% | 2.052%
105 | 144547.6436 | 3183.0773 | 147730.7209 | 144145.6928 | 100.3% | 401.9508 | 429.6831 | 0.090418 | 14.95% | 9.18% | 0.3191% | 0.3036% | 22670.0353 | 2437.0905 | 146984.7341 | 143414.2626 | 144181.9285 | -365.7151 | 100.5% | 767.6659 | 0.081607 | 15.25% | 9.459% | 0.6131% | 0.5828%
106 | 138825.9135 | 4449.5485 | 143275.462 | 139500.3905 | 99.52% | -674.477 | 489.4998 | 0.12212 | 14.08% | 8.35% | -0.5548% | -0.5264% | 24803.6698 | 2163.5518 | 140989.4653 | 135988.641 | 137070.0387 | -1755.8748 | 100.8% | 1081.3977 | 0.072983 | 15.54% | 9.742% | 0.9111% | 0.8658%
107 | 130050.653 | 5328.8581 | 135379.5111 | 129163.7425 | 100.7% | 886.9106 | 342.2112 | 0.076405 | 15.42% | 9.624% | 0.7866% | 0.7476% | 16244.2492 | 1000 | 131050.653 | 129790.5036 | 130677.4142 | 626.7612 | 100.7% | 886.9106 | 0.076519 | 15.42% | 9.62% | 0.7828% | 0.744%
108 | 130579.6484 | 5901.905 | 136481.5534 | 128971.1098 | 101.2% | 1608.5386 | 221.9697 | 0.061069 | 16.06% | 10.23% | 1.429% | 1.358% | 10579.426 | 2250.7096 | 132830.3579 | 129033.3108 | 130641.8494 | 62.201 | 101.2% | 1608.5386 | 0.061085 | 16.06% | 10.23% | 1.429% | 1.357%
109 | 132910.8642 | 5401.9355 | 138312.7997 | 131350.7384 | 101.2% | 1560.1258 | 234.7206 | 0.062636 | 15.99% | 10.17% | 1.361% | 1.293% | 11386.8773 | 2448.074 | 135358.9382 | 132190.8468 | 133750.9726 | 840.1084 | 101.2% | 1560.1258 | 0.062835 | 15.99% | 10.16% | 1.352% | 1.285%
110 | 125756.9482 | 11500.0904 | 137257.0386 | 124264.0126 | 101.2% | 1492.9356 | 231.7896 | 0.062276 | 16.01% | 10.18% | 1.377% | 1.308% | 10639.4421 | 3793.0815 | 129550.0297 | 125227.5851 | 126720.5207 | 963.5725 | 101.2% | 1492.9356 | 0.06252 | 16% | 10.17% | 1.366% | 1.298%
111 | 137510.6242 | 2079.4049 | 139590.029 | 137339.9278 | 100.1% | 170.6964 | 462.8415 | 0.095729 | 14.78% | 9.012% | 0.142% | 0.1353% | 23230.6536 | 3502.5909 | 141013.2151 | 139165.3606 | 139336.057 | 1825.4328 | 100.1% | 170.6964 | 0.095785 | 14.77% | 9.01% | 0.1401% | 0.1335%
112 | 138280.8336 | 5551.6852 | 143832.5188 | 136574.4772 | 101.2% | 1706.3564 | 221.5012 | 0.061011 | 16.07% | 10.24% | 1.432% | 1.36% | 11179.7183 | 4388.1752 | 142669.0088 | 136445.5893 | 138216.3897 | -64.444 | 101.3% | 1770.8004 | 0.059735 | 16.12% | 10.29% | 1.487% | 1.413%
113 | 136506.5342 | 4928.0313 | 141434.5655 | 135068.0768 | 101.1% | 1438.4575 | 261.0599 | 0.065872 | 15.85% | 10.04% | 1.22% | 1.16% | 13007.2807 | 5705.578 | 142212.1122 | 133485.684 | 135715.3379 | -791.1964 | 101.7% | 2229.6538 | 0.050246 | 16.55% | 10.69% | 1.914% | 1.819%
114 | 130422.0004 | 7759.0283 | 138181.0287 | 128466.7795 | 101.5% | 1955.2209 | 163.0403 | 0.053827 | 16.38% | 10.53% | 1.744% | 1.657% | 7761.3766 | 2319.9879 | 132741.9883 | 127463.016 | 129920.1186 | -501.8818 | 101.9% | 2457.1027 | 0.045526 | 16.84% | 10.97% | 2.209% | 2.099%
115 | 141312.7831 | 2514.3211 | 143827.1042 | 140269.2008 | 100.7% | 1043.5823 | 329.9189 | 0.074435 | 15.49% | 9.686% | 0.8523% | 0.81% | 17016.9412 | 1000 | 142312.7831 | 135476.0394 | 138916.2024 | -2396.5807 | 102.5% | 3440.163 | 0.034526 | 17.54% | 11.64% | 2.91% | 2.765%
116 | 136491.565 | 5616.2007 | 142107.7657 | 134394.8258 | 101.6% | 2096.7392 | 154.8454 | 0.05282 | 16.42% | 10.57% | 1.788% | 1.699% | 7714.3103 | 2604.6662 | 139096.2312 | 137401.8332 | 139096.2312 | 2604.6662 | 101.2% | 1694.398 | 0.061439 | 16.05% | 10.22% | 1.413% | 1.343%
117 | 136367.8516 | 4003.7191 | 140371.5706 | 135445.0657 | 100.7% | 922.7859 | 343.3577 | 0.076589 | 15.41% | 9.618% | 0.7805% | 0.7418% | 17090.3777 | 2962.873 | 139330.7245 | 136681.7776 | 137604.5635 | 1236.7119 | 100.7% | 922.7859 | 0.076801 | 15.41% | 9.611% | 0.7734% | 0.7351%
118 | 134454.0827 | 3058.3714 | 137512.454 | 133106.6027 | 101% | 1347.4799 | 272.3553 | 0.06726 | 15.79% | 9.978% | 1.16% | 1.102% | 13366.0383 | 1000 | 135454.0827 | 133904.5786 | 135252.0585 | 797.9758 | 101% | 1347.4799 | 0.067419 | 15.79% | 9.972% | 1.153% | 1.096%
119 | 139418.797 | 2647.1923 | 142065.9893 | 139075.1855 | 100.2% | 343.6115 | 436.5022 | 0.09151 | 14.92% | 9.145% | 0.2827% | 0.269% | 22212.6654 | 1000 | 140418.797 | 139441.3338 | 139784.9453 | 366.1483 | 100.2% | 343.6115 | 0.091532 | 14.92% | 9.144% | 0.282% | 0.2683%
120 | 133398.3696 | 6063.5623 | 139461.9318 | 132212.0791 | 100.9% | 1186.2905 | 297.0397 | 0.070293 | 15.66% | 9.853% | 1.028% | 0.9769% | 14462.9812 | 2539.8461 | 135938.2157 | 133778.0251 | 134964.3156 | 1565.946 | 100.9% | 1186.2905 | 0.07057 | 15.65% | 9.842% | 1.016% | 0.9655%
121 | 134897.4059 | 5465.6391 | 140363.0451 | 134116.94 | 100.6% | 780.4659 | 364.6724 | 0.080004 | 15.3% | 9.51% | 0.6666% | 0.6336% | 17955.5758 | 2114.2448 | 137011.6507 | 131346.9423 | 133512.4071 | -1384.9988 | 101.6% | 2165.4648 | 0.050643 | 16.52% | 10.67% | 1.889% | 1.795%
122 | 133674.8251 | 3713.1896 | 137388.0147 | 132629.3239 | 100.8% | 1045.5012 | 320.408 | 0.073166 | 15.54% | 9.734% | 0.9031% | 0.8583% | 15633.1283 | 1000 | 134674.8251 | 132402.6574 | 133561.4918 | -113.3333 | 100.9% | 1158.8345 | 0.070874 | 15.64% | 9.829% | 1.003% | 0.9529%
123 | 135975.8195 | 4194.0593 | 140169.8788 | 134506.583 | 101.1% | 1469.2365 | 255.1979 | 0.065152 | 15.88% | 10.07% | 1.252% | 1.189% | 12665.7709 | 1381.1613 | 137356.9809 | 135104.3853 | 136573.6218 | 597.8023 | 101.1% | 1469.2365 | 0.065279 | 15.88% | 10.06% | 1.246% | 1.184%
124 | 138560.9048 | 4968.6719 | 143529.5767 | 137252.8953 | 101% | 1308.0095 | 285.0863 | 0.068824 | 15.73% | 9.914% | 1.092% | 1.038% | 14418.1622 | 4520.0615 | 143080.9663 | 135892.8843 | 137880.8993 | -680.0055 | 101.5% | 1988.015 | 0.055383 | 16.31% | 10.47% | 1.676% | 1.593%
125 | 139128.4114 | 3843.3263 | 142971.7377 | 138010.7565 | 100.8% | 1117.655 | 315.7922 | 0.072598 | 15.56% | 9.758% | 0.9278% | 0.8817% | 16036.5178 | 2559.0577 | 141687.4691 | 138101.8473 | 139219.5023 | 91.0909 | 100.8% | 1117.655 | 0.072612 | 15.56% | 9.757% | 0.9272% | 0.8811%
126 | 137524.072 | 3056.0905 | 140580.1624 | 136287.1553 | 100.9% | 1236.9167 | 294.8264 | 0.070021 | 15.67% | 9.864% | 1.04% | 0.9881% | 14799.1924 | 2004.2713 | 139528.3432 | 131913.6699 | 135337.3293 | -2186.7427 | 102.6% | 3423.6593 | 0.03382 | 17.61% | 11.7% | 2.975% | 2.826%
127 | 130858.2698 | 1642.7608 | 132501.0306 | 130199.4777 | 100.5% | 658.7921 | 380.9625 | 0.082613 | 15.21% | 9.427% | 0.5795% | 0.5509% | 18196.0121 | 2523.6655 | 133381.9353 | 132423.1895 | 133081.9816 | 2223.7118 | 100.5% | 658.7921 | 0.082905 | 15.2% | 9.418% | 0.5698% | 0.5416%
128 | 132369.3446 | 7838.4493 | 140207.7939 | 130384.9301 | 101.5% | 1984.4145 | 163.0403 | 0.053827 | 16.38% | 10.53% | 1.744% | 1.657% | 7877.2626 | 2133.7689 | 134503.1136 | 131003.5896 | 132988.0041 | 618.6595 | 101.5% | 1984.4145 | 0.054016 | 16.37% | 10.53% | 1.736% | 1.649%
129 | 139183.5357 | 3936.9639 | 143120.4996 | 137920.639 | 100.9% | 1262.8967 | 293.0918 | 0.069808 | 15.68% | 9.873% | 1.049% | 0.9969% | 14889.6446 | 1943.6637 | 141127.1994 | 138806.7431 | 140069.6398 | 886.1041 | 100.9% | 1262.8967 | 0.069962 | 15.68% | 9.867% | 1.042% | 0.9906%
130 | 133796.3462 | 6271.7037 | 140068.0499 | 131728.7103 | 101.6% | 2067.6359 | 152.8117 | 0.05257 | 16.43% | 10.59% | 1.799% | 1.709% | 7462.66 | 1000 | 134796.3462 | 132304.1084 | 134371.7443 | 575.3981 | 101.6% | 2067.6359 | 0.05275 | 16.42% | 10.58% | 1.791% | 1.702%
131 | 148390.6033 | 1360.134 | 149750.7373 | 148378.3018 | 100% | 12.3015 | 487.7253 | 0.099715 | 14.64% | 8.885% | 0.008989% | 0.009027% | 26416.4536 | 2810.5076 | 151201.1109 | 152750.3647 | 151201.1109 | 2810.5076 | 98.99% | -1549.2538 | 0.14868 | 13.47% | 7.772% | -1.163% | -1.104%
132 | 130791.4832 | 8151.2646 | 138942.7479 | 128492.5073 | 101.8% | 2298.9759 | 105.716 | 0.048066 | 16.68% | 10.82% | 2.05% | 1.948% | 5046.7651 | 4485.4778 | 135276.9611 | 125545.2485 | 129317.8538 | -1473.6294 | 103% | 3772.6054 | 0.028656 | 18.08% | 12.15% | 3.444% | 3.272%
133 | 132683.9344 | 7708.4511 | 140392.3855 | 130298.6228 | 101.8% | 2385.3116 | 96.8233 | 0.047306 | 16.73% | 10.87% | 2.098% | 1.993% | 4689.1154 | 5101.647 | 137785.5814 | 127570.6325 | 131319.9393 | -1363.9951 | 102.9% | 3749.3067 | 0.029488 | 18% | 12.08% | 3.369% | 3.2%
134 | 141504.5127 | 4535.401 | 146039.9137 | 141958.8858 | 99.68% | -454.3731 | 489.4998 | 0.11406 | 14.27% | 8.528% | -0.3674% | -0.3485% | 25282.2482 | 1369.0198 | 142873.5324 | 141858.7938 | 141454.4667 | -50.046 | 99.71% | -404.3271 | 0.11233 | 14.31% | 8.566% | -0.3272% | -0.3103%
135 | 121451.9248 | 9616.9353 | 131068.8601 | 120080.4387 | 101.1% | 1371.4861 | 244.5106 | 0.063839 | 15.94% | 10.12% | 1.309% | 1.244% | 10839.1452 | 4910.4127 | 126362.3375 | 119213.4713 | 121018.4411 | -433.4837 | 101.5% | 1804.9698 | 0.054035 | 16.37% | 10.52% | 1.735% | 1.648%
136 | 128771.3031 | 7617.9756 | 136389.2787 | 126976.6033 | 101.4% | 1794.6998 | 186.319 | 0.056688 | 16.25% | 10.42% | 1.62% | 1.539% | 8757.2765 | 4618.9831 | 133390.2861 | 130755.4828 | 132550.1826 | 3778.8795 | 101.4% | 1794.6998 | 0.057765 | 16.21% | 10.37% | 1.573% | 1.494%
137 | 134342.1071 | 3729.4035 | 138071.5106 | 133462.0641 | 100.7% | 880.043 | 348.0633 | 0.077342 | 15.39% | 9.594% | 0.7554% | 0.7179% | 17067.2375 | 1000 | 135342.1071 | 134416.7103 | 135296.7532 | 954.6462 | 100.7% | 880.043 | 0.077503 | 15.38% | 9.589% | 0.75% | 0.7128%
138 | 122140.4532 | 5794.6656 | 127935.1188 | 120910.6236 | 101% | 1229.8297 | 271.3185 | 0.067134 | 15.8% | 9.984% | 1.165% | 1.107% | 12095.7214 | 6730.8079 | 128871.2611 | 123073.3309 | 124303.1606 | 2162.7073 | 101% | 1229.8297 | 0.067605 | 15.78% | 9.964% | 1.145% | 1.088%
139 | 121042.1384 | 8835.2172 | 129877.3556 | 119469.2411 | 101.3% | 1572.8973 | 207.0953 | 0.059241 | 16.14% | 10.31% | 1.509% | 1.433% | 9149.5496 | 4719.8576 | 125761.996 | 122137.7151 | 123710.6125 | 2668.4741 | 101.3% | 1572.8973 | 0.059999 | 16.11% | 10.28% | 1.476% | 1.402%
140 | 131367.1358 | 5971.2334 | 137338.3693 | 129691.7994 | 101.3% | 1675.3364 | 212.409 | 0.059894 | 16.11% | 10.28% | 1.48% | 1.406% | 10184.8014 | 1044.322 | 132411.4578 | 129687.9241 | 131365.1981 | -1.9377 | 101.3% | 1677.274 | 0.059854 | 16.12% | 10.28% | 1.482% | 1.408%
141 | 142798.8401 | 4799.2531 | 147598.0931 | 141294.0765 | 101.1% | 1504.7636 | 261.0599 | 0.065872 | 15.85% | 10.04% | 1.22% | 1.16% | 13606.8549 | 2254.623 | 145053.463 | 141352.2397 | 142857.0032 | 58.1632 | 101.1% | 1504.7636 | 0.065884 | 15.85% | 10.04% | 1.22% | 1.159%
142 | 130710.0547 | 6911.3233 | 137621.378 | 128795.4172 | 101.5% | 1914.6375 | 170.6271 | 0.054759 | 16.34% | 10.49% | 1.704% | 1.619% | 8140.4762 | 5874.3596 | 136584.4143 | 125896.0461 | 129260.3692 | -1449.6856 | 102.7% | 3364.3231 | 0.03285 | 17.7% | 11.79% | 3.063% | 2.91%
143 | 134945.523 | 5405.9058 | 140351.4288 | 133219.6263 | 101.3% | 1725.8967 | 211.6115 | 0.059795 | 16.12% | 10.29% | 1.485% | 1.411% | 10422.9475 | 1850.2877 | 136795.8107 | 130986.6356 | 133829.0277 | -1116.4953 | 102.2% | 2842.3921 | 0.041084 | 17.12% | 11.24% | 2.487% | 2.363%
144 | 137282.2334 | 4806.5739 | 142088.8073 | 135533.7997 | 101.3% | 1748.4337 | 212.7879 | 0.05994 | 16.11% | 10.28% | 1.478% | 1.405% | 10662.3776 | 3201.9573 | 140484.1906 | 135843.468 | 137591.9017 | 309.6683 | 101.3% | 1748.4337 | 0.060018 | 16.11% | 10.28% | 1.475% | 1.401%
145 | 133793.3288 | 4392.1404 | 138185.4692 | 132439.8031 | 101% | 1353.5257 | 270.2817 | 0.067006 | 15.8% | 9.989% | 1.171% | 1.113% | 13199.0874 | 1000 | 134793.3288 | 132693.2025 | 134046.7281 | 253.3993 | 101% | 1353.5257 | 0.067057 | 15.8% | 9.987% | 1.169% | 1.111%
146 | 132661.6082 | 2330.9082 | 134992.5164 | 131646.3027 | 100.8% | 1015.3055 | 324.0668 | 0.073615 | 15.52% | 9.716% | 0.8836% | 0.8397% | 15691.7976 | 2943.1263 | 135604.7345 | 132336.5428 | 133351.8483 | 690.2401 | 100.8% | 1015.3055 | 0.073721 | 15.51% | 9.712% | 0.879% | 0.8353%
147 | 135270.9741 | 5092.0166 | 140362.9908 | 133181.8628 | 101.6% | 2089.1113 | 153.031 | 0.052597 | 16.43% | 10.58% | 1.798% | 1.708% | 7555.7383 | 3944.6193 | 139215.5934 | 134774.4346 | 136863.546 | 1592.5718 | 101.6% | 2089.1113 | 0.053085 | 16.41% | 10.56% | 1.776% | 1.688%
148 | 135110.9032 | 6347.7651 | 141458.6682 | 133580.1144 | 101.1% | 1530.7888 | 243.6832 | 0.063738 | 15.95% | 10.12% | 1.313% | 1.248% | 12017.3529 | 4321.0223 | 139431.9255 | 134218.6565 | 135749.4454 | 638.5422 | 101.1% | 1530.7888 | 0.063881 | 15.94% | 10.12% | 1.307% | 1.242%
149 | 130307.7464 | 5754.0879 | 136061.8343 | 129419.0825 | 100.7% | 888.6639 | 342.2112 | 0.076405 | 15.42% | 9.624% | 0.7866% | 0.7476% | 16276.362 | 4252.3962 | 134560.1427 | 126217.6719 | 128707.0411 | -1600.7053 | 102% | 2489.3692 | 0.044709 | 16.89% | 11.02% | 2.26% | 2.147%
150 | 142502.3768 | 4776.616 | 147278.9928 | 141028.8329 | 101% | 1473.5439 | 265.3767 | 0.066403 | 15.83% | 10.01% | 1.197% | 1.138% | 13803.1356 | 1645.2258 | 144147.6026 | 138518.8296 | 141247.3752 | -1255.0016 | 102% | 2728.5456 | 0.044754 | 16.89% | 11.02% | 2.258% | 2.145%
151 | 130435.1409 | 6567.918 | 137003.059 | 128732.8989 | 101.3% | 1702.242 | 205.8591 | 0.05909 | 16.15% | 10.32% | 1.515% | 1.44% | 9800.7101 | 2922.8073 | 133357.9483 | 125569.8911 | 128853.637 | -1581.5039 | 102.6% | 3283.7459 | 0.033571 | 17.63% | 11.72% | 2.997% | 2.847%
152 | 133632.4285 | 4633.9334 | 138266.3619 | 132370.9436 | 101% | 1261.4849 | 285.0863 | 0.068824 | 15.73% | 9.914% | 1.092% | 1.038% | 13905.3223 | 1000 | 134632.4285 | 134191.2806 | 134632.4285 | 1000 | 100.3% | 441.1479 | 0.088704 | 15.01% | 9.234% | 0.3763% | 0.3579%
153 | 128102.953 | 8992.8737 | 137095.8267 | 126438.303 | 101.3% | 1664.65 | 207.0953 | 0.059241 | 16.14% | 10.31% | 1.509% | 1.433% | 9683.2751 | 2035.453 | 130138.406 | 125876.6313 | 127822.1171 | -280.8359 | 101.5% | 1945.4859 | 0.053205 | 16.4% | 10.56% | 1.771% | 1.683%
154 | 132907.2938 | 5990.756 | 138898.0499 | 131267.2457 | 101.2% | 1640.0481 | 221.5012 | 0.061011 | 16.07% | 10.24% | 1.432% | 1.36% | 10745.2788 | 4327.686 | 137234.9798 | 128414.9318 | 131481.1368 | -1426.157 | 102.4% | 3066.2051 | 0.037091 | 17.37% | 11.48% | 2.737% | 2.6%
155 | 133789.3426 | 4083.9132 | 137873.2557 | 132395.1368 | 101.1% | 1394.2057 | 263.6121 | 0.066187 | 15.84% | 10.02% | 1.207% | 1.147% | 12872.9988 | 1000 | 134789.3426 | 133552.7856 | 134789.3426 | 1000 | 100.9% | 1236.557 | 0.069539 | 15.69% | 9.884% | 1.061% | 1.008%
156 | 127444.8022 | 5207.8814 | 132652.6837 | 125645.8511 | 101.4% | 1798.9512 | 182.3811 | 0.056204 | 16.27% | 10.44% | 1.641% | 1.559% | 8483.8838 | 3051.6603 | 130496.4626 | 128309.65 | 130108.6012 | 2663.7989 | 101.4% | 1798.9512 | 0.056988 | 16.24% | 10.4% | 1.607% | 1.526%
157 | 136536.5723 | 2336.9526 | 138873.5249 | 135528.2619 | 100.7% | 1008.3104 | 329.9189 | 0.074435 | 15.49% | 9.686% | 0.8523% | 0.81% | 16441.788 | 1000 | 137536.5723 | 131503.4453 | 134524.164 | -2012.4083 | 102.3% | 3020.7187 | 0.038753 | 17.27% | 11.38% | 2.633% | 2.501%
158 | 128021.0784 | 6003.8407 | 134024.9191 | 125879.2133 | 101.7% | 2141.8651 | 124.5184 | 0.049674 | 16.58% | 10.73% | 1.95% | 1.853% | 5818.457 | 1650.7087 | 129671.7871 | 121667.0442 | 125914.9939 | -2106.0845 | 103.5% | 4247.9497 | 0.022926 | 18.64% | 12.68% | 4.002% | 3.801%
159 | 138424.1419 | 4132.0639 | 142556.2058 | 137427.8991 | 100.7% | 996.2427 | 334.0064 | 0.07509 | 15.46% | 9.665% | 0.8305% | 0.7893% | 16875.6087 | 1808.3948 | 140232.5367 | 140235.9437 | 140232.5367 | 1808.3948 | 100% | -3.407 | 0.10008 | 14.63% | 8.874% | -0.003299% | -0.002645%
160 | 138753.3747 | 7485.037 | 146238.4117 | 136416.3785 | 101.7% | 2336.9962 | 122.026 | 0.049461 | 16.6% | 10.74% | 1.963% | 1.865% | 6180.0058 | 2917.1738 | 141670.5485 | 140127.2342 | 141670.5485 | 2917.1738 | 101.1% | 1543.3144 | 0.064913 | 15.9% | 10.08% | 1.262% | 1.199%
161 | 135742.4673 | 4199.4024 | 139941.8698 | 134501.1579 | 100.9% | 1241.3094 | 291.5365 | 0.069618 | 15.69% | 9.881% | 1.057% | 1.005% | 14444.4687 | 2589.7219 | 138332.1892 | 134819.5626 | 136060.872 | 318.4047 | 100.9% | 1241.3094 | 0.069675 | 15.69% | 9.879% | 1.055% | 1.002%
162 | 129657.4057 | 7610.4678 | 137267.8735 | 127959.0002 | 101.3% | 1698.4055 | 204.7924 | 0.058958 | 16.15% | 10.32% | 1.521% | 1.445% | 9691.7892 | 3147.1419 | 132804.5476 | 128897.5965 | 130596.002 | 938.5963 | 101.3% | 1698.4055 | 0.059212 | 16.14% | 10.31% | 1.51% | 1.435%
163 | 143467.9286 | 4122.6416 | 147590.5702 | 145592.4241 | 98.54% | -2124.4955 | 489.4998 | 0.17775 | 12.96% | 7.287% | -1.673% | -1.589% | 25633.0467 | 1000 | 144467.9286 | 141487.5301 | 141415.4816 | -2052.447 | 99.95% | -72.0485 | 0.10176 | 14.57% | 8.821% | -0.05889% | -0.05544%
164 | 144066.1808 | 4652.9027 | 148719.0835 | 142698.8502 | 101% | 1367.3306 | 283.9697 | 0.068687 | 15.73% | 9.919% | 1.098% | 1.043% | 14932.3077 | 1014.7935 | 145080.9743 | 144409.1468 | 145080.9743 | 1014.7935 | 100.5% | 671.8276 | 0.084014 | 15.17% | 9.383% | 0.5328% | 0.5065%
165 | 121902.3849 | 7213.1589 | 129115.5437 | 120188.0024 | 101.4% | 1714.3825 | 183.5275 | 0.056345 | 16.27% | 10.43% | 1.635% | 1.553% | 8165.9423 | 5490.4437 | 127392.8285 | 121101.9831 | 122816.3656 | 913.9807 | 101.4% | 1714.3825 | 0.056629 | 16.26% | 10.42% | 1.622% | 1.541%
166 | 134120.2332 | 5591.5996 | 139711.8328 | 132811.6045 | 101% | 1308.6287 | 278.1476 | 0.067972 | 15.76% | 9.949% | 1.129% | 1.073% | 13616.4035 | 4706.4224 | 138826.6555 | 135009.9315 | 136318.5602 | 2198.3271 | 101% | 1308.6287 | 0.068395 | 15.74% | 9.932% | 1.111% | 1.055%
167 | 130343.8237 | 3930.485 | 134274.3088 | 129115.4072 | 101% | 1228.4166 | 285.4253 | 0.068866 | 15.72% | 9.912% | 1.09% | 1.036% | 13579.2478 | 2063.4548 | 132407.2785 | 130727.6532 | 131956.0698 | 1612.2461 | 100.9% | 1228.4166 | 0.069175 | 15.71% | 9.899% | 1.077% | 1.023%
168 | 132668.9613 | 5246.7951 | 137915.7564 | 131085.7183 | 101.2% | 1583.243 | 230.4238 | 0.062108 | 16.02% | 10.19% | 1.384% | 1.315% | 11158.0822 | 1508.9297 | 134177.891 | 131332.9391 | 132916.1822 | 247.2209 | 101.2% | 1583.243 | 0.062168 | 16.01% | 10.19% | 1.381% | 1.313%
169 | 136452.1231 | 952.1532 | 137404.2763 | 136009.6819 | 100.3% | 442.4412 | 419.7237 | 0.088822 | 15.01% | 9.23% | 0.3724% | 0.3542% | 20904.3476 | 1000 | 137452.1231 | 137389.5593 | 137452.1231 | 1000 | 100% | 62.5639 | 0.098435 | 14.69% | 8.926% | 0.05169% | 0.04958%
170 | 127757.2242 | 5814.3214 | 133571.5456 | 125924.8962 | 101.5% | 1832.328 | 177.3764 | 0.055589 | 16.3% | 10.46% | 1.668% | 1.584% | 8271.3071 | 2766.8347 | 130524.0588 | 126741.3791 | 128573.7071 | 816.4829 | 101.4% | 1832.328 | 0.055836 | 16.29% | 10.45% | 1.657% | 1.574%
171 | 131941.8075 | 6184.7722 | 138126.5798 | 130124.5691 | 101.4% | 1817.2385 | 189.9379 | 0.057133 | 16.23% | 10.4% | 1.6% | 1.52% | 9147.1734 | 4547.9423 | 136489.7498 | 132622.7437 | 134439.9821 | 2498.1746 | 101.4% | 1817.2385 | 0.057826 | 16.2% | 10.37% | 1.57% | 1.492%
172 | 138585.8586 | 1041.9989 | 139627.8575 | 138630.895 | 99.97% | -45.0364 | 489.4998 | 0.10112 | 14.6% | 8.841% | -0.03775% | -0.03537% | 24760.7798 | 1000 | 139585.8586 | 138089.9399 | 138315.381 | -270.4776 | 100.2% | 225.4412 | 0.09439 | 14.82% | 9.054% | 0.1866% | 0.1777%
173 | 132852.1702 | 7283.4005 | 140135.5707 | 130757.3951 | 101.6% | 2094.7751 | 145.863 | 0.051716 | 16.47% | 10.62% | 1.836% | 1.744% | 7073.0475 | 1995.0889 | 134847.259 | 130637.4939 | 132792.2196 | -59.9506 | 101.6% | 2154.7257 | 0.05063 | 16.52% | 10.67% | 1.89% | 1.796%
174 | 134325.1601 | 5805.9953 | 140131.1554 | 132177.5024 | 101.6% | 2147.6577 | 140.968 | 0.051115 | 16.5% | 10.65% | 1.862% | 1.769% | 6911.4741 | 5141.6677 | 139466.8278 | 132818.9642 | 134966.6219 | 641.4618 | 101.6% | 2147.6577 | 0.051322 | 16.49% | 10.64% | 1.853% | 1.761%
175 | 129750.0136 | 6623.6878 | 136373.7014 | 127491.0574 | 101.8% | 2258.9562 | 109.4346 | 0.048384 | 16.66% | 10.81% | 2.031% | 1.929% | 5182.687 | 4380.279 | 134130.2925 | 128821.4172 | 131080.3733 | 1330.3598 | 101.8% | 2258.9562 | 0.04872 | 16.64% | 10.79% | 2.01% | 1.909%
176 | 132794.1153 | 5667.1102 | 138461.2254 | 131817.0676 | 100.7% | 977.0477 | 330.5071 | 0.07453 | 15.48% | 9.683% | 0.8492% | 0.807% | 16019.6297 | 1576.1184 | 134370.2337 | 132303.9528 | 133281.0005 | 486.8852 | 100.7% | 977.0477 | 0.074624 | 15.48% | 9.68% | 0.846% | 0.804%
177 | 140319.0253 | 4032.1559 | 144351.1812 | 141093.1433 | 99.45% | -774.118 | 489.4998 | 0.12533 | 14% | 8.279% | -0.6295% | -0.5974% | 25070.4402 | 2578.8687 | 142897.894 | 140193.7791 | 139869.3432 | -449.6821 | 99.77% | -324.4359 | 0.10969 | 14.37% | 8.624% | -0.2658% | -0.252%
178 | 125676.182 | 3491.0051 | 129167.1871 | 124919.3379 | 100.6% | 756.8441 | 359.5381 | 0.079181 | 15.33% | 9.536% | 0.694% | 0.6596% | 16492.6629 | 2957.6916 | 128633.8736 | 125348.1578 | 126105.0018 | 428.8198 | 100.6% | 756.8441 | 0.079252 | 15.32% | 9.534% | 0.6916% | 0.6574%
179 | 131139.4752 | 4699.7467 | 135839.2219 | 129600.1422 | 101.2% | 1539.333 | 234.7206 | 0.062636 | 15.99% | 10.17% | 1.361% | 1.293% | 11235.117 | 1000 | 132139.4752 | 130842.6361 | 132139.4752 | 1000 | 101% | 1296.8391 | 0.067819 | 15.77% | 9.955% | 1.136% | 1.079%
180 | 132042.7786 | 3000.9722 | 135043.7508 | 132750.201 | 99.47% | -707.4224 | 489.4998 | 0.12455 | 14.02% | 8.296% | -0.6114% | -0.5802% | 23591.7445 | 1219.2602 | 133262.0388 | 132050.451 | 131692.9036 | -349.875 | 99.73% | -357.5474 | 0.11163 | 14.32% | 8.581% | -0.3109% | -0.2948%
181 | 131157.7885 | 7203.9109 | 138361.6993 | 129573.8312 | 101.2% | 1583.9573 | 227.2834 | 0.061722 | 16.03% | 10.21% | 1.401% | 1.331% | 10880.6476 | 6624.1717 | 137781.9602 | 127495.8231 | 130118.7845 | -1039.004 | 102.1% | 2622.9613 | 0.04315 | 16.99% | 11.12% | 2.358% | 2.24%
182 | 126485.1936 | 7093.2399 | 133578.4335 | 124817.2552 | 101.3% | 1667.9384 | 202.8583 | 0.05872 | 16.16% | 10.33% | 1.531% | 1.455% | 9365.3784 | 5533.8099 | 132019.0035 | 124776.5053 | 126464.8186 | -20.375 | 101.4% | 1688.3133 | 0.058279 | 16.18% | 10.35% | 1.551% | 1.473%
183 | 140300.4867 | 3854.409 | 144154.8957 | 138847.2889 | 101% | 1453.1978 | 264.9979 | 0.066357 | 15.83% | 10.02% | 1.199% | 1.14% | 13570.4548 | 1000 | 141300.4867 | 138017.5646 | 139885.6245 | -414.8622 | 101.4% | 1868.06 | 0.058267 | 16.18% | 10.35% | 1.551% | 1.474%
184 | 131954.6071 | 6481.6128 | 138436.2199 | 130062.0791 | 101.5% | 1892.528 | 177.3764 | 0.055589 | 16.3% | 10.46% | 1.668% | 1.584% | 8543.0557 | 3938.1421 | 135892.7492 | 130420.0209 | 132312.5488 | 357.9417 | 101.5% | 1892.528 | 0.055694 | 16.3% | 10.46% | 1.663% | 1.58%
185 | 136879.7436 | 2062.1058 | 138941.8494 | 136069.6583 | 100.6% | 810.0853 | 361.8012 | 0.079543 | 15.32% | 9.524% | 0.6819% | 0.6482% | 18075.9873 | 1484.0383 | 138363.7819 | 132492.3555 | 135091.0922 | -1788.6514 | 102% | 2598.7367 | 0.044908 | 16.88% | 11.01% | 2.248% | 2.136%
186 | 132750.6524 | 4049.9174 | 136800.5697 | 131392.2826 | 101% | 1358.3697 | 267.7395 | 0.066694 | 15.82% | 10% | 1.185% | 1.126% | 12973.0443 | 3742.4578 | 136493.1102 | 131381.7519 | 132745.387 | -5.2654 | 101% | 1363.6351 | 0.066586 | 15.82% | 10.01% | 1.189% | 1.13%
187 | 142823.188 | 3173.8486 | 145997.0366 | 141945.8403 | 100.6% | 877.3477 | 356.9162 | 0.078761 | 15.34% | 9.549% | 0.708% | 0.6729% | 18606.2045 | 2939.4292 | 145762.6172 | 142029.0106 | 142906.3583 | 83.1703 | 100.6% | 877.3477 | 0.078774 | 15.34% | 9.549% | 0.7076% | 0.6726%
188 | 135249.4843 | 4606.0665 | 139855.5509 | 133575.2186 | 101.3% | 1674.2657 | 220.6438 | 0.060905 | 16.07% | 10.24% | 1.436% | 1.365% | 10892.3149 | 1000 | 136249.4843 | 131273.2215 | 134098.4858 | -1150.9986 | 102.2% | 2825.2643 | 0.04141 | 17.1% | 11.22% | 2.467% | 2.343%
189 | 131443.694 | 5140.2415 | 136583.9355 | 129247.498 | 101.7% | 2196.196 | 125.0169 | 0.049716 | 16.58% | 10.73% | 1.947% | 1.85% | 5997.9274 | 4131.4779 | 135575.1719 | 125510.3325 | 129575.1112 | -1868.5827 | 103.2% | 4064.7787 | 0.025711 | 18.35% | 12.4% | 3.712% | 3.526%
190 | 140264.0249 | 5429.5752 | 145693.6 | 139398.8284 | 100.6% | 865.1965 | 356.3678 | 0.078673 | 15.34% | 9.552% | 0.711% | 0.6758% | 18244.7391 | 2661.1345 | 142925.1594 | 138844.8636 | 139987.0425 | -276.9824 | 100.8% | 1142.1789 | 0.072261 | 15.58% | 9.772% | 0.9425% | 0.8956%
191 | 134272.3248 | 3858.4001 | 138130.7249 | 134908.4472 | 99.53% | -636.1224 | 489.4998 | 0.12153 | 14.09% | 8.363% | -0.541% | -0.5134% | 23990.0918 | 3391.0818 | 137663.4066 | 136903.6014 | 136903.6014 | 2631.2766 | 100% | 0 | 0.1 | 14.63% | 8.876% | -0.0005144% | 0%
192 | 130328.4326 | 5322.4318 | 135650.8645 | 128831.2569 | 101.2% | 1497.1757 | 240.2238 | 0.063312 | 15.96% | 10.14% | 1.332% | 1.265% | 11427.416 | 2318.5724 | 132647.0051 | 130732.1521 | 132229.3279 | 1900.8952 | 101.1% | 1497.1757 | 0.063757 | 15.95% | 10.12% | 1.312% | 1.247%
193 | 142393.2203 | 4983.4731 | 147376.6935 | 140721.7894 | 101.2% | 1671.431 | 234.7206 | 0.062636 | 15.99% | 10.17% | 1.361% | 1.293% | 12199.2595 | 4286.3796 | 146679.5999 | 140022.5984 | 142043.6249 | -349.5955 | 101.4% | 2021.0265 | 0.055899 | 16.29% | 10.45% | 1.654% | 1.571%
194 | 130889.9316 | 7116.6657 | 138006.5974 | 129531.1705 | 101% | 1358.7611 | 264.4894 | 0.066294 | 15.84% | 10.02% | 1.202% | 1.142% | 12635.9355 | 4476.5997 | 135366.5313 | 132238.9783 | 133597.7394 | 2707.8078 | 101% | 1358.7611 | 0.06686 | 15.81% | 9.995% | 1.177% | 1.119%
195 | 131091.1602 | 6665.6522 | 137756.8125 | 129541.8943 | 101.2% | 1549.2659 | 232.966 | 0.06242 | 16% | 10.18% | 1.37% | 1.302% | 11147.0221 | 2158.9804 | 133250.1406 | 128388.8468 | 130514.6365 | -576.5238 | 101.7% | 2125.7897 | 0.050513 | 16.53% | 10.68% | 1.898% | 1.803%
196 | 134404.4091 | 4590.26 | 138994.6691 | 132818.4075 | 101.2% | 1586.0016 | 233.3648 | 0.062469 | 16% | 10.18% | 1.368% | 1.3% | 11448.3193 | 5694.1198 | 140098.5289 | 136101.2242 | 137687.2258 | 3282.8167 | 101.2% | 1586.0016 | 0.063228 | 15.97% | 10.14% | 1.335% | 1.269%
197 | 132559.3565 | 5976.9182 | 138536.2746 | 131126.8478 | 101.1% | 1432.5087 | 255.168 | 0.065148 | 15.89% | 10.07% | 1.252% | 1.189% | 12346.0898 | 3960.1256 | 136519.4821 | 133878.7632 | 135311.2719 | 2751.9154 | 101.1% | 1432.5087 | 0.06574 | 15.86% | 10.04% | 1.226% | 1.165%
198 | 133376.9252 | 5672.291 | 139049.2162 | 131494.2389 | 101.4% | 1882.6863 | 182.3811 | 0.056204 | 16.27% | 10.44% | 1.641% | 1.559% | 8878.7798 | 2054.0778 | 135431.003 | 134354.6247 | 135431.003 | 2054.0778 | 100.8% | 1076.3783 | 0.072827 | 15.55% | 9.748% | 0.9179% | 0.8723%
199 | 133463.5888 | 6256.1057 | 139719.6946 | 131693.0846 | 101.3% | 1770.5042 | 201.1236 | 0.058507 | 16.17% | 10.34% | 1.541% | 1.464% | 9797.5779 | 3310.9493 | 136774.5381 | 132660.7029 | 134431.2071 | 967.6182 | 101.3% | 1770.5042 | 0.058765 | 16.16% | 10.33% | 1.529% | 1.453%
200 | 142427.3233 | 3802.9814 | 146230.3046 | 140969.9371 | 101% | 1457.3862 | 267.7395 | 0.066694 | 15.82% | 10% | 1.185% | 1.126% | 13918.696 | 3081.1566 | 145508.4799 | 142389.6752 | 143847.0614 | 1419.7381 | 101% | 1457.3862 | 0.066965 | 15.81% | 9.991% | 1.173% | 1.114%
201 | 127972.4007 | 6202.9949 | 134175.3955 | 126042.7495 | 101.5% | 1929.6512 | 161.1063 | 0.05359 | 16.39% | 10.54% | 1.754% | 1.667% | 7525.2613 | 1202.6179 | 129175.0185 | 124845.0679 | 127373.5599 | -598.8408 | 102% | 2528.492 | 0.043737 | 16.95% | 11.08% | 2.321% | 2.205%
202 | 131743.6813 | 4979.9246 | 136723.6058 | 129800.1746 | 101.5% | 1943.5066 | 168.3241 | 0.054477 | 16.35% | 10.51% | 1.716% | 1.63% | 8094.109 | 2163.0795 | 133906.7607 | 129130.4931 | 131408.8405 | -334.8408 | 101.8% | 2278.3474 | 0.048521 | 16.66% | 10.8% | 2.022% | 1.921%
203 | 143209.7597 | 2719.1727 | 145928.9324 | 145413.348 | 98.48% | -2203.5883 | 489.4998 | 0.18142 | 12.9% | 7.226% | -1.738% | -1.65% | 25586.9204 | 3180.7203 | 146390.48 | 148604.9846 | 146390.48 | 3180.7203 | 98.51% | -2214.5046 | 0.17978 | 12.92% | 7.254% | -1.709% | -1.622%
204 | 132524.2169 | 6023.828 | 138548.0449 | 131365.728 | 100.9% | 1158.4889 | 300.3395 | 0.070699 | 15.64% | 9.836% | 1.01% | 0.9602% | 14527.8259 | 5268.5478 | 137792.7647 | 130222.6433 | 131952.6745 | -571.5424 | 101.3% | 1730.0312 | 0.058926 | 16.16% | 10.32% | 1.522% | 1.446%
205 | 138989.3365 | 4820.4394 | 143809.7759 | 138462.9664 | 100.4% | 526.3702 | 407.9597 | 0.086937 | 15.07% | 9.29% | 0.4353% | 0.4139% | 20696.2484 | 3242.6337 | 142231.9702 | 134791.2161 | 137153.4614 | -1835.8751 | 101.8% | 2362.2453 | 0.048739 | 16.64% | 10.78% | 2.008% | 1.908%
206 | 127404.197 | 7486.6368 | 134890.8337 | 125628.5507 | 101.4% | 1775.6463 | 186.319 | 0.056688 | 16.25% | 10.42% | 1.62% | 1.539% | 8664.3045 | 3691.7608 | 131095.9578 | 126797.2389 | 128572.8852 | 1168.6882 | 101.4% | 1775.6463 | 0.057031 | 16.24% | 10.4% | 1.605% | 1.525%
207 | 143646.259 | 3283.3431 | 146929.6021 | 143106.7669 | 100.4% | 539.4921 | 408.6376 | 0.087046 | 15.06% | 9.287% | 0.4316% | 0.4104% | 21425.2329 | 1000 | 144646.259 | 143133.6051 | 143673.0971 | 26.8382 | 100.4% | 539.4921 | 0.087048 | 15.06% | 9.287% | 0.4316% | 0.4104%
208 | 127503.6717 | 3881.5597 | 131385.2314 | 126439.6031 | 100.8% | 1064.0686 | 308.9831 | 0.071762 | 15.6% | 9.792% | 0.9642% | 0.9163% | 14379.713 | 1848.4124 | 129352.0841 | 125434.4251 | 127001.0828 | -502.589 | 101.2% | 1566.6576 | 0.061022 | 16.06% | 10.24% | 1.431% | 1.36%
209 | 139705.8681 | 4656.8623 | 144362.7303 | 138280.0947 | 101% | 1425.7734 | 268.3376 | 0.066766 | 15.81% | 9.999% | 1.181% | 1.123% | 13683.2442 | 1000 | 140705.8681 | 138953.2938 | 140379.0672 | 673.1991 | 101% | 1425.7734 | 0.066898 | 15.81% | 9.993% | 1.176% | 1.117%
210 | 135451.2202 | 6155.0464 | 141606.2666 | 133779.7806 | 101.2% | 1671.4396 | 221.5012 | 0.061011 | 16.07% | 10.24% | 1.432% | 1.36% | 10950.9499 | 3138.5751 | 138589.7953 | 135056.9933 | 136728.4328 | 1277.2127 | 101.2% | 1671.4396 | 0.061323 | 16.05% | 10.22% | 1.418% | 1.347%
211 | 130492.6144 | 6927.3502 | 137419.9646 | 129057.5492 | 101.1% | 1435.0651 | 250.9808 | 0.064634 | 15.91% | 10.09% | 1.274% | 1.211% | 11954.167 | 5654.8533 | 136147.4676 | 127296.0277 | 129611.8536 | -880.7608 | 101.8% | 2315.8259 | 0.047515 | 16.72% | 10.86% | 2.085% | 1.981%
212 | 124465.2994 | 6900.6611 | 131365.9605 | 122642.135 | 101.5% | 1823.1645 | 170.6271 | 0.054759 | 16.34% | 10.49% | 1.704% | 1.619% | 7751.5598 | 3501.8716 | 127967.1711 | 126112.2365 | 127935.4009 | 3470.1015 | 101.4% | 1823.1645 | 0.055838 | 16.29% | 10.45% | 1.657% | 1.574%
213 | 143235.5097 | 2391.7737 | 145627.2834 | 142177.7282 | 100.7% | 1057.7815 | 329.9189 | 0.074435 | 15.49% | 9.686% | 0.8523% | 0.81% | 17248.4767 | 1748.7236 | 144984.2333 | 136853.8108 | 140573.551 | -2661.9587 | 102.7% | 3719.7402 | 0.032273 | 17.75% | 11.84% | 3.115% | 2.959%
214 | 127859.9065 | 7075.8827 | 134935.7892 | 125589.9345 | 101.8% | 2269.9721 | 101.798 | 0.047731 | 16.7% | 10.84% | 2.071% | 1.968% | 4750.798 | 3468.2973 | 131328.2038 | 123313.2304 | 126721.5545 | -1138.352 | 102.8% | 3408.3241 | 0.031694 | 17.8% | 11.89% | 3.168% | 3.009%
215 | 134953.5458 | 2998.9677 | 137952.5134 | 134073.0503 | 100.7% | 880.4955 | 348.6315 | 0.077433 | 15.39% | 9.591% | 0.7523% | 0.715% | 17172.9079 | 1000 | 135953.5458 | 132872.7977 | 134353.4195 | -600.1263 | 101.1% | 1480.6218 | 0.064572 | 15.91% | 10.09% | 1.277% | 1.213%
216 | 132492.8086 | 2734.377 | 135227.1856 | 131478.795 | 100.8% | 1014.0136 | 324.0668 | 0.073615 | 15.52% | 9.716% | 0.8836% | 0.8397% | 15671.8312 | 2370.1604 | 134862.969 | 132143.1806 | 133157.1942 | 664.3856 | 100.8% | 1014.0136 | 0.073718 | 15.51% | 9.712% | 0.8791% | 0.8355%
217 | 128801.3451 | 7405.9608 | 136207.3059 | 126485.8324 | 101.8% | 2315.5127 | 96.8233 | 0.047306 | 16.73% | 10.87% | 2.098% | 1.993% | 4551.9028 | 1366.0084 | 130167.3535 | 129166.6685 | 130167.3535 | 1366.0084 | 100.8% | 1000.685 | 0.073523 | 15.52% | 9.72% | 0.8876% | 0.8435%
218 | 138447.5617 | 4678.414 | 143125.9757 | 138000.8566 | 100.3% | 446.7051 | 420.0626 | 0.088877 | 15% | 9.229% | 0.3705% | 0.3524% | 21227.1759 | 2737.924 | 141185.4857 | 138242.0676 | 138688.7726 | 241.211 | 100.3% | 446.7051 | 0.088896 | 15% | 9.228% | 0.3699% | 0.3518%
219 | 135402.7953 | 3890.8849 | 139293.6802 | 136460.564 | 99.22% | -1057.7687 | 489.4998 | 0.13649 | 13.74% | 8.032% | -0.8891% | -0.8439% | 24192.07 | 2804.2528 | 138207.0481 | 136340.266 | 135342.6463 | -60.149 | 99.27% | -997.6197 | 0.13435 | 13.79% | 8.08% | -0.8393% | -0.7967%
220 | 137110.1876 | 3668.7523 | 140778.9399 | 136326.7938 | 100.6% | 783.3938 | 366.2376 | 0.080254 | 15.29% | 9.502% | 0.6582% | 0.6257% | 18328.4399 | 2678.6659 | 139788.8536 | 139342.3241 | 139788.8536 | 2678.6659 | 100.3% | 446.5295 | 0.088988 | 15% | 9.225% | 0.3668% | 0.3489%
221 | 131141.5257 | 3768.4346 | 134909.9603 | 129921.1195 | 100.9% | 1220.4062 | 288.0073 | 0.069184 | 15.71% | 9.899% | 1.076% | 1.023% | 13785.9484 | 4798.3388 | 135939.8645 | 129266.978 | 130814.455 | -327.0707 | 101.2% | 1547.4769 | 0.062389 | 16.01% | 10.18% | 1.372% | 1.303%
222 | 130449.1452 | 2964.7533 | 133413.8985 | 131064.1591 | 99.53% | -615.0138 | 489.4998 | 0.12141 | 14.09% | 8.365% | -0.5384% | -0.5109% | 23307.0141 | 1052.8198 | 131501.9651 | 129482.0853 | 129658.1083 | -791.0369 | 100.1% | 176.023 | 0.095329 | 14.79% | 9.024% | 0.1553% | 0.148%
223 | 134589.4899 | 6968.3721 | 141557.8621 | 132964.0889 | 101.2% | 1625.4011 | 227.2834 | 0.061722 | 16.03% | 10.21% | 1.401% | 1.331% | 11165.3362 | 3918.7774 | 138508.2673 | 134462.5227 | 136087.9237 | 1498.4338 | 101.2% | 1625.4011 | 0.062081 | 16.02% | 10.19% | 1.385% | 1.316%
224 | 145936.1569 | 3480.5478 | 149416.7046 | 144606.1035 | 100.9% | 1330.0534 | 292.2045 | 0.0697 | 15.69% | 9.878% | 1.054% | 1.001% | 15564.7673 | 3614.2496 | 149550.4065 | 144211.9703 | 145739.0903 | -197.0666 | 101.1% | 1527.12 | 0.066032 | 15.85% | 10.03% | 1.213% | 1.153%
225 | 140251.5985 | 3115.7368 | 143367.3353 | 139041.5045 | 100.9% | 1210.094 | 302.8219 | 0.071004 | 15.63% | 9.824% | 0.9971% | 0.9476% | 15502.0101 | 2847.5382 | 143099.1367 | 140321.4549 | 141531.549 | 1279.9505 | 100.9% | 1210.094 | 0.071213 | 15.62% | 9.815% | 0.988% | 0.9389%
226 | 129778.4114 | 3933.9111 | 133712.3225 | 128082.3418 | 101.3% | 1696.0696 | 205.4603 | 0.059039 | 16.15% | 10.32% | 1.517% | 1.442% | 9732.4747 | 1000 | 130778.4114 | 127994.7663 | 129734.6237 | -43.7877 | 101.4% | 1739.8574 | 0.058114 | 16.19% | 10.36% | 1.558% | 1.48%
227 | 136707.4468 | 5042.5271 | 141749.9739 | 135224.5238 | 101.1% | 1482.923 | 254.2707 | 0.065038 | 15.89% | 10.07% | 1.257% | 1.194% | 12687.6564 | 2427.1341 | 139134.5809 | 133270.6574 | 135730.5136 | -976.9332 | 101.8% | 2459.8562 | 0.047029 | 16.75% | 10.89% | 2.115% | 2.01%
228 | 135526.5703 | 6204.9759 | 141731.5461 | 133444.6551 | 101.6% | 2081.9152 | 154.8454 | 0.05282 | 16.42% | 10.57% | 1.788% | 1.699% | 7659.7702 | 3776.9672 | 139303.5375 | 131733.6935 | 134671.0895 | -855.4808 | 102.2% | 2937.396 | 0.039987 | 17.19% | 11.3% | 2.556% | 2.428%
229 | 139913.3078 | 1354.8491 | 141268.1568 | 139901.709 | 100% | 11.5987 | 487.7253 | 0.099715 | 14.64% | 8.885% | 0.008989% | 0.009027% | 24907.3278 | 1000 | 140913.3078 | 138177.4906 | 139051.1985 | -862.1092 | 100.6% | 873.708 | 0.078273 | 15.36% | 9.565% | 0.7243% | 0.6884%
230 | 131531.6644 | 3896.7154 | 135428.3798 | 129903.422 | 101.3% | 1628.2425 | 220.6438 | 0.060905 | 16.07% | 10.24% | 1.436% | 1.365% | 10592.9003 | 2989.5709 | 134521.2353 | 126339.9838 | 129749.9454 | -1781.7191 | 102.7% | 3409.9615 | 0.032513 | 17.73% | 11.81% | 3.093% | 2.939%
231 | 141884.6246 | 3474.4335 | 145359.0581 | 141490.079 | 100.3% | 394.5456 | 429.6831 | 0.090418 | 14.95% | 9.18% | 0.3191% | 0.3036% | 22252.3824 | 2867.9869 | 144752.6115 | 140076.8592 | 141178.0147 | -706.6099 | 100.8% | 1101.1555 | 0.073223 | 15.53% | 9.732% | 0.9006% | 0.8559%
232 | 138483.1238 | 4438.5617 | 142921.6854 | 138513.5611 | 99.98% | -30.4373 | 489.4998 | 0.10076 | 14.61% | 8.852% | -0.0257% | -0.02392% | 24742.4244 | 2074.7351 | 140557.8588 | 140024.3903 | 140024.3903 | 1541.2665 | 100% | 0 | 0.1 | 14.63% | 8.876% | -0.0005144% | 0%
233 | 134349.0012 | 4419.2042 | 138768.2054 | 133994.1643 | 100.3% | 354.8368 | 432.6939 | 0.0909 | 14.94% | 9.165% | 0.3031% | 0.2883% | 21218.1783 | 3218.7769 | 137567.7781 | 132961.0749 | 133832.4564 | -516.5447 | 100.7% | 871.3816 | 0.07748 | 15.38% | 9.59% | 0.7507% | 0.7135%
234 | 134478.0337 | 5771.2527 | 140249.2864 | 132933.1885 | 101.2% | 1544.8452 | 240.2238 | 0.063312 | 15.96% | 10.14% | 1.332% | 1.265% | 11791.2599 | 4102.1433 | 138580.1769 | 130671.8452 | 133347.362 | -1130.6717 | 102% | 2675.5168 | 0.043329 | 16.98% | 11.11% | 2.347% | 2.229%
235 | 136138.8465 | 3361.6992 | 139500.5457 | 135247.0335 | 100.7% | 891.813 | 348.0633 | 0.077342 | 15.39% | 9.594% | 0.7554% | 0.7179% | 17295.5009 | 1000 | 137138.8465 | 134517.6219 | 135774.1406 | -364.7058 | 100.9% | 1256.5188 | 0.069323 | 15.7% | 9.893% | 1.07% | 1.017%
236 | 130914.2643 | 6117.9843 | 137032.2486 | 129596.0913 | 101% | 1318.173 | 271.3185 | 0.067134 | 15.8% | 9.984% | 1.165% | 1.107% | 12964.6028 | 1470.6078 | 132384.8721 | 130809.0291 | 132127.2021 | 1212.9378 | 101% | 1318.173 | 0.067382 | 15.79% | 9.973% | 1.155% | 1.097%
237 | 129486.1583 | 9252.2451 | 138738.4034 | 127803.5341 | 101.3% | 1682.6242 | 207.0953 | 0.059241 | 16.14% | 10.31% | 1.509% | 1.433% | 9787.8313 | 5954.5741 | 135440.7324 | 128595.2953 | 130277.9196 | 791.7612 | 101.3% | 1682.6242 | 0.059454 | 16.13% | 10.3% | 1.499% | 1.425%
238 | 133743.7341 | 7288.3207 | 141032.0548 | 131980.0786 | 101.3% | 1763.6555 | 202.8583 | 0.05872 | 16.16% | 10.33% | 1.531% | 1.455% | 9902.8245 | 3964.6326 | 137708.3667 | 133016.8813 | 134780.5368 | 1036.8027 | 101.3% | 1763.6555 | 0.058995 | 16.15% | 10.32% | 1.519% | 1.444%
239 | 131316.1851 | 5571.2908 | 136887.476 | 129918.0289 | 101.1% | 1398.1563 | 258.6573 | 0.065577 | 15.87% | 10.05% | 1.233% | 1.172% | 12397.5492 | 2295.8462 | 133612.0313 | 130440.2755 | 131838.4317 | 522.2466 | 101.1% | 1398.1563 | 0.065691 | 15.86% | 10.04% | 1.228% | 1.167%
240 | 124920.1477 | 5339.0295 | 130259.1771 | 123156.8333 | 101.4% | 1763.3143 | 182.3811 | 0.056204 | 16.27% | 10.44% | 1.641% | 1.559% | 8315.8199 | 2080.5156 | 127000.6632 | 124153.651 | 125916.9654 | 996.8177 | 101.4% | 1763.3143 | 0.056507 | 16.26% | 10.42% | 1.628% | 1.546%
241 | 136122.7159 | 5276.0743 | 141398.7901 | 134518.5772 | 101.2% | 1604.1387 | 233.7038 | 0.062511 | 16% | 10.17% | 1.366% | 1.298% | 11611.5227 | 4101.3243 | 140224.0402 | 134067.8214 | 135897.3379 | -225.3779 | 101.4% | 1829.5166 | 0.057974 | 16.2% | 10.36% | 1.564% | 1.486%
242 | 130317.3318 | 8005.6327 | 138322.9645 | 128003.7316 | 101.8% | 2313.6002 | 101.798 | 0.047731 | 16.7% | 10.84% | 2.071% | 1.968% | 4842.1068 | 5977.8286 | 136295.1604 | 126575.3498 | 129603.1409 | -714.1909 | 102.4% | 3027.7911 | 0.037011 | 17.37% | 11.48% | 2.742% | 2.604%
243 | 137171.7037 | 5156.831 | 142328.5347 | 135669.8851 | 101.1% | 1501.8186 | 252.0575 | 0.064766 | 15.9% | 10.08% | 1.268% | 1.205% | 12619.9329 | 1873.4304 | 139045.1341 | 135213.0151 | 136943.2687 | -228.435 | 101.3% | 1730.2536 | 0.060214 | 16.1% | 10.27% | 1.466% | 1.393%
244 | 117301.1598 | 6215.1803 | 123516.3401 | 115325.4791 | 101.7% | 1975.6807 | 122.026 | 0.049461 | 16.6% | 10.74% | 1.963% | 1.865% | 5224.5349 | 4289.331 | 121590.4908 | 115448.4853 | 117424.166 | 123.0062 | 101.7% | 1975.6807 | 0.049494 | 16.59% | 10.74% | 1.961% | 1.863%
245 | 130433.9531 | 3343.0177 | 133776.9708 | 129241.1879 | 100.9% | 1192.7652 | 291.5365 | 0.069618 | 15.69% | 9.881% | 1.057% | 1.005% | 13879.5853 | 1000 | 131433.9531 | 128518.621 | 130072.6696 | -361.2835 | 101.2% | 1554.0487 | 0.062071 | 16.02% | 10.19% | 1.386% | 1.317%
246 | 134601.1667 | 5273.8886 | 139875.0553 | 133610.8235 | 100.7% | 990.3433 | 330.5071 | 0.07453 | 15.48% | 9.683% | 0.8492% | 0.807% | 16237.6235 | 1000 | 135601.1667 | 138552.134 | 135601.1667 | 1000 | 97.87% | -2950.9673 | 0.22742 | 12.19% | 6.557% | -2.442% | -2.319%
247 | 135164.8958 | 5482.8216 | 140647.7174 | 134382.8823 | 100.6% | 782.0135 | 364.6724 | 0.080004 | 15.3% | 9.51% | 0.6666% | 0.6336% | 17991.1801 | 1000 | 136164.8958 | 134496.5887 | 135278.6022 | 113.7064 | 100.6% | 782.0135 | 0.080021 | 15.3% | 9.509% | 0.666% | 0.633%
248 | 129712.4809 | 5570.1855 | 135282.6664 | 128222.381 | 101.2% | 1490.0998 | 240.2238 | 0.063312 | 15.96% | 10.14% | 1.332% | 1.265% | 11373.4083 | 1064.5493 | 130777.0302 | 127294.2553 | 129248.418 | -464.0628 | 101.5% | 1954.1627 | 0.053479 | 16.39% | 10.55% | 1.759% | 1.671%
249 | 135640.4996 | 2312.054 | 137952.5535 | 136431.0625 | 99.42% | -790.563 | 489.4998 | 0.12684 | 13.97% | 8.245% | -0.6648% | -0.6309% | 24234.5401 | 1000 | 136640.4996 | 133903.7082 | 134376.8224 | -1263.6772 | 100.4% | 473.1142 | 0.087859 | 15.04% | 9.261% | 0.4045% | 0.3847%
250 | 135576.0626 | 4428.6587 | 140004.7213 | 134444.6267 | 100.8% | 1131.4359 | 308.9831 | 0.071762 | 15.6% | 9.792% | 0.9642% | 0.9163% | 15290.1076 | 5057.8844 | 140633.947 | 135638.6327 | 136770.0686 | 1194.006 | 100.8% | 1131.4359 | 0.071957 | 15.59% | 9.784% | 0.9557% | 0.9082%
251 | 137264.0572 | 6979.5283 | 144243.5855 | 135631.816 | 101.2% | 1632.2412 | 231.3609 | 0.062223 | 16.01% | 10.19% | 1.379% | 1.31% | 11591.5028 | 3750.9258 | 141014.9829 | 135031.5611 | 136963.9297 | -300.1275 | 101.4% | 1932.3687 | 0.056223 | 16.27% | 10.43% | 1.64% | 1.558%
252 | 134983.7305 | 6942.0204 | 141925.751 | 133247.6087 | 101.3% | 1736.1219 | 210.0164 | 0.0596 | 16.13% | 10.29% | 1.493% | 1.419% | 10347.3089 | 4418.7078 | 139402.4383 | 132855.4193 | 134787.6359 | -196.0947 | 101.5% | 1932.2166 | 0.055608 | 16.3% | 10.46% | 1.667% | 1.583%
253 | 136086.5961 | 4387.8875 | 140474.4836 | 134668.4509 | 101.1% | 1418.1452 | 263.6121 | 0.066187 | 15.84% | 10.02% | 1.207% | 1.147% | 13094.0369 | 4949.6946 | 141036.2908 | 133781.4993 | 135643.1203 | -443.4758 | 101.4% | 1861.621 | 0.057265 | 16.23% | 10.39% | 1.595% | 1.515%
254 | 132969.6767 | 7150.4477 | 140120.1244 | 131021.9403 | 101.5% | 1947.7364 | 170.6271 | 0.054759 | 16.34% | 10.49% | 1.704% | 1.619% | 8281.2029 | 1000 | 133969.6767 | 131235.4173 | 133183.1536 | 213.477 | 101.5% | 1947.7364 | 0.054823 | 16.33% | 10.49% | 1.701% | 1.616%
255 | 139438.1067 | 6062.5831 | 145500.6898 | 137654.7517 | 101.3% | 1783.355 | 211.6115 | 0.059795 | 16.12% | 10.29% | 1.485% | 1.411% | 10769.9465 | 1656.4539 | 141094.5606 | 136145.5075 | 138683.4846 | -754.6221 | 101.9% | 2537.9771 | 0.046691 | 16.77% | 10.91% | 2.136% | 2.03%
256 | 125643.1615 | 5889.5232 | 131532.6847 | 123571.1758 | 101.7% | 2071.9857 | 129.8321 | 0.050128 | 16.55% | 10.7% | 1.922% | 1.826% | 5954.0682 | 3510.5267 | 129153.6882 | 124753.3194 | 126825.3051 | 1182.1436 | 101.7% | 2071.9857 | 0.050419 | 16.54% | 10.68% | 1.903% | 1.808%
257 | 134831.6021 | 4068.7685 | 138900.3706 | 133467.5727 | 101% | 1364.0294 | 270.2817 | 0.067006 | 15.8% | 9.989% | 1.171% | 1.113% | 13301.516 | 1000 | 135831.6021 | 134651.7228 | 135831.6021 | 1000 | 100.9% | 1179.8793 | 0.070847 | 15.64% | 9.83% | 1.004% | 0.954%
258 | 142013.5464 | 3651.8892 | 145665.4355 | 140590.3066 | 101% | 1423.2398 | 272.3553 | 0.06726 | 15.79% | 9.978% | 1.16% | 1.102% | 14117.5222 | 2909.0836 | 144922.63 | 136921.5347 | 140179.1604 | -1834.3859 | 102.4% | 3257.6257 | 0.037247 | 17.36% | 11.47% | 2.727% | 2.59%
259 | 137594.0925 | 5197.0284 | 142791.1209 | 135469.1032 | 101.6% | 2124.9893 | 153.031 | 0.052597 | 16.43% | 10.58% | 1.798% | 1.708% | 7685.4991 | 3537.4292 | 141131.5217 | 137350.7932 | 139475.7825 | 1881.69 | 101.5% | 2124.9893 | 0.053163 | 16.41% | 10.56% | 1.773% | 1.684%
260 | 133435.5234 | 7197.8677 | 140633.3912 | 131687.6277 | 101.3% | 1747.8957 | 204.7924 | 0.058958 | 16.15% | 10.32% | 1.521% | 1.445% | 9974.2006 | 5840.4902 | 139276.0136 | 131097.7631 | 133140.5911 | -294.9323 | 101.6% | 2042.828 | 0.05287 | 16.42% | 10.57% | 1.786% | 1.697%
261 | 121848.1943 | 8978.8273 | 130827.0216 | 120530.7785 | 101.1% | 1317.4158 | 255.0483 | 0.065134 | 15.89% | 10.07% | 1.252% | 1.19% | 11343.171 | 6636.3027 | 128484.497 | 120867.0106 | 122184.4264 | 336.2321 | 101.1% | 1317.4158 | 0.065214 | 15.88% | 10.06% | 1.249% | 1.187%
262 | 126786.3359 | 9200.8776 | 135987.2135 | 124885.196 | 101.5% | 1901.1399 | 162.9606 | 0.053817 | 16.38% | 10.53% | 1.745% | 1.657% | 7541.3284 | 2812.8586 | 129599.1945 | 128400.7435 | 129599.1945 | 2812.8586 | 100.9% | 1198.451 | 0.069342 | 15.7% | 9.892% | 1.069% | 1.016%
263 | 135192.579 | 4865.347 | 140057.926 | 133605.6702 | 101.2% | 1586.9089 | 234.7206 | 0.062636 | 15.99% | 10.17% | 1.361% | 1.293% | 11582.3587 | 3907.2247 | 139099.8037 | 134553.6901 | 136140.5989 | 948.0199 | 101.2% | 1586.9089 | 0.062857 | 15.98% | 10.16% | 1.351% | 1.284%
264 | 140020.8186 | 3182.2913 | 143203.1099 | 140553.1739 | 99.62% | -532.3553 | 489.4998 | 0.11695 | 14.2% | 8.464% | -0.4347% | -0.4124% | 25017.1604 | 1659.8306 | 141680.6492 | 138795.9075 | 139142.1854 | -878.6332 | 100.2% | 346.2779 | 0.091427 | 14.92% | 9.148% | 0.2855% | 0.2716%
265 | 131492.3415 | 7008.1038 | 138500.4454 | 129904.3439 | 101.2% | 1587.9976 | 227.2834 | 0.061722 | 16.03% | 10.21% | 1.401% | 1.331% | 10908.4016 | 3445.3235 | 134937.665 | 132023.7197 | 133611.7174 | 2119.3758 | 101.2% | 1587.9976 | 0.062239 | 16.01% | 10.19% | 1.378% | 1.31%
266 | 122925.2457 | 7245.8725 | 130171.1182 | 121251.7884 | 101.4% | 1673.4573 | 193.4571 | 0.057565 | 16.21% | 10.38% | 1.582% | 1.503% | 8679.9783 | 3359.9108 | 126285.1565 | 120710.2973 | 122654.5002 | -270.7455 | 101.6% | 1944.2028 | 0.051489 | 16.48% | 10.63% | 1.846% | 1.754%
267 | 130409.358 | 6815.6493 | 137225.0073 | 128975.2084 | 101.1% | 1434.1495 | 250.9808 | 0.064634 | 15.91% | 10.09% | 1.274% | 1.211% | 11946.5401 | 1831.7274 | 132241.0853 | 127288.3307 | 129565.9191 | -843.4389 | 101.8% | 2277.5884 | 0.048064 | 16.68% | 10.82% | 2.051% | 1.948%
268 | 130901.8748 | 5395.9263 | 136297.801 | 129054.1252 | 101.4% | 1847.7496 | 182.3811 | 0.056204 | 16.27% | 10.44% | 1.641% | 1.559% | 8714.018 | 2906.3262 | 133808.201 | 129409.9285 | 131257.6781 | 355.8033 | 101.4% | 1847.7496 | 0.056308 | 16.27% | 10.43% | 1.636% | 1.555%
269 | 131197.555 | 5377.7326 | 136575.2876 | 129519.5932 | 101.3% | 1677.9618 | 211.6115 | 0.059795 | 16.12% | 10.29% | 1.485% | 1.411% | 10133.4612 | 3263.3168 | 134460.8718 | 131155.9008 | 132833.8626 | 1636.3076 | 101.3% | 1677.9618 | 0.060221 | 16.1% | 10.27% | 1.466% | 1.393%
270 | 121251.2582 | 7951.9782 | 129203.2364 | 119000.6899 | 101.9% | 2250.5683 | 83.8331 | 0.046195 | 16.8% | 10.94% | 2.167% | 2.059% | 3710.176 | 1488.988 | 122740.2462 | 120049.8561 | 122300.4244 | 1049.1662 | 101.9% | 2250.5683 | 0.046498 | 16.78% | 10.92% | 2.149% | 2.041%
271 | 139384.4429 | 3966.5094 | 143350.9523 | 138441.2441 | 100.7% | 943.1988 | 343.3577 | 0.076589 | 15.41% | 9.618% | 0.7805% | 0.7418% | 17468.4337 | 2029.3362 | 141413.779 | 140829.6858 | 141413.779 | 2029.3362 | 100.4% | 584.0932 | 0.085748 | 15.11% | 9.328% | 0.4749% | 0.4516%
272 | 124431.0202 | 6823.238 | 131254.2582 | 122335.2526 | 101.7% | 2095.7675 | 122.026 | 0.049461 | 16.6% | 10.74% | 1.963% | 1.865% | 5542.0953 | 5171.6196 | 129602.6397 | 122028.6974 | 124277.7426 | -153.2776 | 101.8% | 2249.0452 | 0.047079 | 16.75% | 10.88% | 2.112% | 2.007%
273 | 137602.183 | 3505.7881 | 141107.9711 | 136983.1705 | 100.5% | 619.0124 | 392.5669 | 0.084472 | 15.15% | 9.368% | 0.5175% | 0.492% | 19716.5924 | 1000 | 138602.183 | 140511.8921 | 138602.183 | 1000 | 98.64% | -1909.7092 | 0.17121 | 13.07% | 7.396% | -1.558% | -1.48%
274 | 132183.841 | 5116.7938 | 137300.6349 | 131421.8105 | 100.6% | 762.0305 | 365.121 | 0.080076 | 15.3% | 9.507% | 0.6642% | 0.6313% | 17616.0304 | 2681.1363 | 134864.9773 | 131141.9677 | 132043.9196 | -139.9214 | 100.7% | 901.9519 | 0.076367 | 15.42% | 9.625% | 0.7879% | 0.7488%
275 | 132786.9594 | 3815.7172 | 136602.6767 | 134259.7456 | 98.9% | -1472.7862 | 489.4998 | 0.15409 | 13.38% | 7.682% | -1.258% | -1.194% | 23724.7054 | 1708.7799 | 134495.7393 | 135367.1841 | 134495.7393 | 1708.7799 | 99.36% | -871.4448 | 0.13001 | 13.89% | 8.175% | -0.7385% | -0.7009%
276 | 135390.2337 | 2992.0494 | 138382.283 | 134891.9585 | 100.4% | 498.2752 | 410.2627 | 0.087307 | 15.06% | 9.278% | 0.4229% | 0.4022% | 20274.1285 | 1000 | 136390.2337 | 133827.8742 | 134858.1915 | -532.0422 | 100.8% | 1030.3173 | 0.073651 | 15.52% | 9.714% | 0.882% | 0.8382%
277 | 140350.8528 | 4033.0705 | 144383.9233 | 139135.9673 | 100.9% | 1214.8855 | 302.2038 | 0.070929 | 15.63% | 9.827% | 1% | 0.9507% | 15481.3163 | 1901.4264 | 142252.2792 | 139699.6469 | 140914.5324 | 563.6796 | 100.9% | 1214.8855 | 0.071022 | 15.63% | 9.823% | 0.9964% | 0.9468%
278 | 136506.3862 | 5229.8703 | 141736.2565 | 135217.7713 | 101% | 1288.615 | 285.0863 | 0.068824 | 15.73% | 9.914% | 1.092% | 1.038% | 14204.3762 | 4146.0836 | 140652.4698 | 135250.6672 | 136539.2821 | 32.8959 | 101% | 1288.615 | 0.068831 | 15.72% | 9.914% | 1.092% | 1.037%
279 | 129835.5904 | 8607.8879 | 138443.4783 | 128189.7624 | 101.3% | 1645.8279 | 214.1038 | 0.060102 | 16.1% | 10.27% | 1.471% | 1.398% | 10146.3786 | 7645.3083 | 137480.8987 | 126722.2515 | 129101.8349 | -733.7555 | 101.9% | 2379.5834 | 0.046441 | 16.79% | 10.92% | 2.152% | 2.044%
280 | 124925.6461 | 6219.0531 | 131144.6992 | 123329.425 | 101.3% | 1596.2211 | 211.8806 | 0.059828 | 16.12% | 10.29% | 1.483% | 1.409% | 9661.3042 | 3608.2969 | 128533.943 | 116554.3338 | 121538.1005 | -3387.5456 | 104.3% | 4983.7667 | 0.0158 | 19.53% | 13.53% | 4.901% | 4.655%
281 | 137211.6801 | 3463.5895 | 140675.2696 | 136027.8146 | 100.9% | 1183.8655 | 302.8219 | 0.071004 | 15.63% | 9.824% | 0.9971% | 0.9476% | 15166.0079 | 1335.7708 | 138547.4509 | 130611.923 | 134503.7343 | -2707.9458 | 103% | 3891.8113 | 0.028975 | 18.05% | 12.12% | 3.415% | 3.244%
282 | 141143.0744 | 3204.5315 | 144347.6059 | 139414.0231 | 101.2% | 1729.0513 | 223.4651 | 0.061253 | 16.05% | 10.23% | 1.421% | 1.35% | 11512.3034 | 1269.4376 | 142412.5119 | 139994.5407 | 141723.5919 | 580.5176 | 101.2% | 1729.0513 | 0.061389 | 16.05% | 10.22% | 1.415% | 1.345%
283 | 132602.0622 | 5139.6148 | 137741.677 | 131014.7367 | 101.2% | 1587.3254 | 229.6163 | 0.062009 | 16.02% | 10.2% | 1.388% | 1.319% | 11113.3717 | 3523.4359 | 136125.4981 | 133068.0583 | 134655.3838 | 2053.3216 | 101.2% | 1587.3254 | 0.062501 | 16% | 10.17% | 1.367% | 1.299%
284 | 133808.6443 | 6018.5033 | 139827.1476 | 131753.1193 | 101.6% | 2055.525 | 154.8454 | 0.05282 | 16.42% | 10.57% | 1.788% | 1.699% | 7562.6754 | 1649.0486 | 135457.6929 | 129449.4486 | 132656.809 | -1151.8353 | 102.5% | 3207.3603 | 0.035441 | 17.47% | 11.57% | 2.84% | 2.698%
285 | 133373.6719 | 3794.9363 | 137168.6082 | 132471.1473 | 100.7% | 902.5246 | 343.3577 | 0.076589 | 15.41% | 9.618% | 0.7805% | 0.7418% | 16715.1304 | 1000 | 134373.6719 | 134180.6808 | 134373.6719 | 1000 | 100.1% | 192.9912 | 0.095058 | 14.8% | 9.033% | 0.1644% | 0.1566%
286 | 128354.5477 | 7495.1561 | 135849.7038 | 126115.6318 | 101.8% | 2238.9159 | 108.6969 | 0.048321 | 16.67% | 10.81% | 2.035% | 1.933% | 5092.3844 | 5580.1846 | 133934.7323 | 128345.2988 | 130584.2147 | 2229.667 | 101.7% | 2238.9159 | 0.048887 | 16.63% | 10.78% | 1.999% | 1.899%
287 | 137011.4361 | 2601.483 | 139612.9191 | 136675.8235 | 100.2% | 335.6127 | 436.8312 | 0.091562 | 14.91% | 9.144% | 0.281% | 0.2673% | 21845.5693 | 2019.518 | 139030.9541 | 134281.7941 | 135814.4215 | -1197.0147 | 101.1% | 1532.6274 | 0.063859 | 15.94% | 10.12% | 1.308% | 1.243%
288 | 134694.3878 | 5929.9302 | 140624.318 | 133703.3586 | 100.7% | 991.0291 | 330.5071 | 0.07453 | 15.48% | 9.683% | 0.8492% | 0.807% | 16248.8692 | 3040.6866 | 137735.0743 | 132174.8521 | 133930.1345 | -764.2533 | 101.3% | 1755.2824 | 0.058939 | 16.16% | 10.32% | 1.522% | 1.446%
289 | 135139.8105 | 3883.3279 | 139023.1384 | 137130.5249 | 98.55% | -1990.7143 | 489.4998 | 0.17726 | 12.97% | 7.296% | -1.665% | -1.581% | 24145.0832 | 2691.4075 | 137831.218 | 137139.4574 | 137139.4574 | 1999.6469 | 100% | 0 | 0.1 | 14.63% | 8.876% | -0.0005144% | 0%
290 | 129916.6892 | 3608.7969 | 133525.4861 | 129167.3015 | 100.6% | 749.3876 | 365.0512 | 0.080064 | 15.3% | 9.508% | 0.6645% | 0.6317% | 17310.5798 | 3106.5339 | 133023.2231 | 131086.7506 | 131836.1382 | 1919.4491 | 100.6% | 749.3876 | 0.080356 | 15.29% | 9.499% | 0.6548% | 0.6224%
291 | 140367.5583 | 4033.5505 | 144401.1089 | 139337.4672 | 100.7% | 1030.0911 | 330.9258 | 0.074597 | 15.48% | 9.681% | 0.8469% | 0.8049% | 16954.7053 | 1882.5497 | 142250.108 | 142646.2 | 142250.108 | 1882.5497 | 99.72% | -396.092 | 0.11197 | 14.31% | 8.574% | -0.3188% | -0.3023%
292 | 136542.2328 | 4504.9794 | 141047.2122 | 135402.7337 | 100.8% | 1139.499 | 308.9831 | 0.071762 | 15.6% | 9.792% | 0.9642% | 0.9163% | 15399.0711 | 4567.4253 | 141109.658 | 136783.4172 | 137922.9162 | 1380.6835 | 100.8% | 1139.499 | 0.071986 | 15.59% | 9.783% | 0.9545% | 0.907%
293 | 140117.3683 | 3079.5026 | 143196.8709 | 139375.9339 | 100.5% | 741.4344 | 375.3895 | 0.08172 | 15.24% | 9.455% | 0.6093% | 0.5792% | 19198.4868 | 1000 | 141117.3683 | 143275.9296 | 141117.3683 | 1000 | 98.49% | -2158.5614 | 0.18085 | 12.91% | 7.236% | -1.728% | -1.64%
294 | 137201.9537 | 1826.4596 | 139028.4133 | 136546.3323 | 100.5% | 655.6215 | 386.5055 | 0.083501 | 15.18% | 9.399% | 0.5499% | 0.5228% | 19355.6965 | 2024.6848 | 139226.6386 | 137898.0248 | 138553.6463 | 1351.6926 | 100.5% | 655.6215 | 0.083663 | 15.18% | 9.394% | 0.5445% | 0.5176%
295 | 129056.1143 | 4451.2892 | 133507.4035 | 127696.1667 | 101.1% | 1359.9476 | 261.0599 | 0.065872 | 15.85% | 10.04% | 1.22% | 1.16% | 12297.3535 | 1501.5159 | 130557.6302 | 127765.2181 | 129125.1657 | 69.0515 | 101.1% | 1359.9476 | 0.065887 | 15.85% | 10.04% | 1.22% | 1.159%
296 | 136008.3738 | 814.4214 | 136822.7952 | 134736.5211 | 100.9% | 1271.8527 | 287.0204 | 0.069063 | 15.71% | 9.904% | 1.082% | 1.028% | 14248.5681 | 2862.7478 | 138871.1217 | 135012.8772 | 136284.7299 | 276.3561 | 100.9% | 1271.8527 | 0.069114 | 15.71% | 9.902% | 1.079% | 1.026%
297 | 142915.434 | 129.604 | 143045.038 | 142905.867 | 100% | 9.567 | 488.0642 | 0.09977 | 14.64% | 8.883% | 0.00716% | 0.007289% | 25459.4471 | 1077.2917 | 143992.7257 | 142266.4674 | 142595.7342 | -319.6998 | 100.2% | 329.2668 | 0.092047 | 14.9% | 9.128% | 0.2648% | 0.252%
298 | 128658.2902 | 7099.2113 | 135757.5015 | 126374.144 | 101.8% | 2284.1462 | 101.798 | 0.047731 | 16.7% | 10.84% | 2.071% | 1.968% | 4780.463 | 1000 | 129658.2902 | 127114.8125 | 129398.9588 | 740.6686 | 101.8% | 2284.1462 | 0.047925 | 16.69% | 10.83% | 2.059% | 1.956%
299 | 140420.2145 | 4714.4967 | 145134.7111 | 138999.6477 | 101% | 1420.5668 | 270.2817 | 0.067006 | 15.8% | 9.989% | 1.171% | 1.113% | 13852.8483 | 2092.1559 | 142512.3704 | 136340.9169 | 139090.8491 | -1329.3654 | 102% | 2749.9322 | 0.04389 | 16.94% | 11.07% | 2.312% | 2.196%
300 | 132106.3694 | 6173.923 | 138280.2925 | 129994.1868 | 101.6% | 2112.1826 | 140.968 | 0.051115 | 16.5% | 10.65% | 1.862% | 1.769% | 6797.31 | 4638.6885 | 136745.0579 | 135000.4377 | 136745.0579 | 4638.6885 | 101.3% | 1744.6202 | 0.05988 | 16.11% | 10.28% | 1.481% | 1.407%
301 | 134141.5371 | 4299.4082 | 138440.9453 | 132088.9885 | 101.6% | 2052.5486 | 156.1813 | 0.052984 | 16.41% | 10.57% | 1.781% | 1.692% | 7646.8982 | 1667.9418 | 135809.4789 | 133711.3503 | 135763.899 | 1622.3619 | 101.5% | 2052.5486 | 0.053481 | 16.39% | 10.55% | 1.759% | 1.671%
302 | 127419.6291 | 7544.5833 | 134964.2124 | 125730.8824 | 101.3% | 1688.7467 | 201.3928 | 0.05854 | 16.17% | 10.34% | 1.539% | 1.462% | 9366.4089 | 4455.6197 | 131875.2488 | 127492.4635 | 129181.2102 | 1761.5811 | 101.3% | 1688.7467 | 0.059029 | 16.15% | 10.32% | 1.518% | 1.442%
303 | 133076.4341 | 4513.3585 | 137589.7926 | 132724.9583 | 100.3% | 351.4758 | 432.6939 | 0.0909 | 14.94% | 9.165% | 0.3031% | 0.2883% | 21017.1976 | 4450.5773 | 137527.0114 | 131228.0034 | 132327.9566 | -748.4775 | 100.8% | 1099.9532 | 0.07185 | 15.59% | 9.789% | 0.9603% | 0.9126%
304 | 135250.8091 | 3274.3367 | 138525.1458 | 134478.039 | 100.6% | 772.7701 | 366.2376 | 0.080254 | 15.29% | 9.502% | 0.6582% | 0.6257% | 18079.8843 | 1782.7161 | 137033.5252 | 133923.4968 | 134973.538 | -277.2711 | 100.8% | 1050.0412 | 0.073277 | 15.53% | 9.73% | 0.8983% | 0.8537%
305 | 127396.4001 | 11217.2557 | 138613.6558 | 125323.8883 | 101.7% | 2072.5117 | 134.7769 | 0.05055 | 16.53% | 10.68% | 1.895% | 1.801% | 6267.0857 | 5736.6937 | 133133.0938 | 125877.4686 | 127949.9803 | 553.5803 | 101.6% | 2072.5117 | 0.050684 | 16.52% | 10.67% | 1.887% | 1.793%
306 | 140415.9111 | 3191.2707 | 143607.1818 | 143646.6895 | 97.75% | -3230.7784 | 489.4998 | 0.2378 | 12.05% | 6.427% | -2.579% | -2.449% | 25087.7506 | 2775.6936 | 143191.6046 | 144370.5621 | 143191.6046 | 2775.6936 | 99.18% | -1178.9574 | 0.13853 | 13.7% | 7.987% | -0.9366% | -0.8891%
307 | 136501.2093 | 1483.7088 | 137984.9181 | 136368.3676 | 100.1% | 132.8417 | 468.6039 | 0.096653 | 14.74% | 8.982% | 0.1112% | 0.1061% | 23347.2227 | 1000 | 137501.2093 | 131295.1456 | 133964.5983 | -2536.611 | 102% | 2669.4526 | 0.043592 | 16.96% | 11.09% | 2.33% | 2.214%
308 | 131169.3013 | 2694.6618 | 133863.9631 | 130258.6957 | 100.7% | 910.6056 | 339.5494 | 0.075978 | 15.43% | 9.637% | 0.8009% | 0.7611% | 16256.5359 | 1000 | 132169.3013 | 133265.0106 | 132169.3013 | 1000 | 99.18% | -1095.7093 | 0.13881 | 13.69% | 7.981% | -0.943% | -0.8952%
309 | 138565.1088 | 6466.1908 | 145031.2996 | 137067.6987 | 101.1% | 1497.4101 | 255.168 | 0.065148 | 15.89% | 10.07% | 1.252% | 1.189% | 12905.4434 | 1000 | 139565.1088 | 136992.7689 | 138527.6439 | -37.4649 | 101.1% | 1534.875 | 0.064411 | 15.92% | 10.1% | 1.284% | 1.22%
310 | 139470.763 | 7638.2425 | 147109.0055 | 137427.7989 | 101.5% | 2042.9641 | 170.6271 | 0.054759 | 16.34% | 10.49% | 1.704% | 1.619% | 8686.0833 | 2527.921 | 141998.6839 | 137622.2273 | 139665.1914 | 194.4285 | 101.5% | 2042.9641 | 0.054815 | 16.33% | 10.49% | 1.701% | 1.616%
311 | 139731.6148 | 4575.4542 | 144307.069 | 138215.8874 | 101.1% | 1515.7274 | 254.2707 | 0.065038 | 15.89% | 10.07% | 1.257% | 1.194% | 12968.3259 | 5674.6881 | 145406.3029 | 138294.5303 | 139810.2578 | 78.6429 | 101.1% | 1515.7274 | 0.065054 | 15.89% | 10.07% | 1.256% | 1.193%
312 | 131476.1426 | 5276.3293 | 136752.4719 | 129456.4488 | 101.6% | 2019.6939 | 154.8454 | 0.05282 | 16.42% | 10.57% | 1.788% | 1.699% | 7430.8457 | 1984.7286 | 133460.8712 | 125096.8551 | 129296.3458 | -2179.7968 | 103.4% | 4199.4907 | 0.024218 | 18.48% | 12.53% | 3.848% | 3.655%
313 | 131583.9991 | 4946.7669 | 136530.766 | 129955.5165 | 101.3% | 1628.4826 | 220.7036 | 0.060914 | 16.07% | 10.24% | 1.436% | 1.364% | 10599.988 | 2060.3467 | 133644.3458 | 130823.3129 | 132451.7955 | 867.7964 | 101.2% | 1628.4826 | 0.061133 | 16.06% | 10.23% | 1.426% | 1.355%
314 | 124931.0706 | 6199.4152 | 131130.4858 | 122933.6103 | 101.6% | 1997.4603 | 140.968 | 0.051115 | 16.5% | 10.65% | 1.862% | 1.769% | 6428.1171 | 3325.5735 | 128256.6441 | 123448.8549 | 125446.3153 | 515.2446 | 101.6% | 1997.4603 | 0.051294 | 16.49% | 10.64% | 1.854% | 1.762%
315 | 137472.4172 | 3502.482 | 140974.8991 | 136522.8938 | 100.7% | 949.5234 | 340.317 | 0.076101 | 15.43% | 9.633% | 0.7968% | 0.7572% | 17076.2344 | 1086.4776 | 138558.8948 | 135873.0103 | 137147.4754 | -324.9418 | 100.9% | 1274.4652 | 0.06922 | 15.71% | 9.897% | 1.075% | 1.021%
316 | 131571.4081 | 7742.7776 | 139314.1857 | 129847.9308 | 101.3% | 1723.4774 | 204.7924 | 0.058958 | 16.15% | 10.32% | 1.521% | 1.445% | 9834.8594 | 5553.2936 | 137124.7017 | 129460.6061 | 131377.7458 | -193.6623 | 101.5% | 1917.1397 | 0.05491 | 16.33% | 10.49% | 1.697% | 1.612%
317 | 139018.108 | 3994.7732 | 143012.8813 | 141288.7335 | 98.39% | -2270.6254 | 489.4998 | 0.18741 | 12.79% | 7.126% | -1.843% | -1.75% | 24838.0087 | 1000 | 140018.108 | 144098.2847 | 140018.108 | 1000 | 97.17% | -4080.1766 | 0.29123 | 11.39% | 5.793% | -3.246% | -3.083%
318 | 130120.542 | 5803.2937 | 135923.8357 | 128625.7545 | 101.2% | 1494.7875 | 240.2238 | 0.063312 | 15.96% | 10.14% | 1.332% | 1.265% | 11409.1878 | 6493.4437 | 136613.9857 | 128714.3294 | 130209.1169 | 88.5749 | 101.2% | 1494.7875 | 0.063333 | 15.96% | 10.14% | 1.331% | 1.264%
319 | 144057.4049 | 4139.5806 | 148196.9855 | 143025.6588 | 100.7% | 1031.7461 | 334.764 | 0.075212 | 15.46% | 9.662% | 0.8264% | 0.7854% | 17602.2123 | 3583.0691 | 147640.4741 | 147021.497 | 147640.4741 | 3583.0691 | 100.4% | 618.9771 | 0.085533 | 15.12% | 9.335% | 0.4821% | 0.4584%
320 | 129531.0845 | 8687.1696 | 138218.2541 | 128124.1121 | 101.1% | 1406.9723 | 253.9517 | 0.064999 | 15.89% | 10.07% | 1.258% | 1.196% | 12006.5437 | 8059.6068 | 137590.6913 | 127631.0352 | 129284.546 | -246.5385 | 101.3% | 1653.5108 | 0.059795 | 16.12% | 10.29% | 1.485% | 1.411%
321 | 139721.6946 | 4850.8919 | 144572.5865 | 138202.9284 | 101.1% | 1518.7662 | 253.7723 | 0.064977 | 15.89% | 10.07% | 1.259% | 1.196% | 12941.9839 | 4092.4244 | 143814.119 | 133902.5507 | 137571.5057 | -2150.1888 | 102.7% | 3668.955 | 0.031996 | 17.77% | 11.86% | 3.14% | 2.983%
322 | 140804.7231 | 5162.381 | 145967.1042 | 139143.1964 | 101.2% | 1661.5267 | 233.3648 | 0.062469 | 16% | 10.18% | 1.368% | 1.3% | 11993.4862 | 1000 | 141804.7231 | 132212.3945 | 137339.3222 | -3465.4009 | 103.9% | 5126.9277 | 0.019384 | 19.08% | 13.1% | 4.445% | 4.222%
323 | 127941.5332 | 6936.0782 | 134877.6114 | 126534.5231 | 101.1% | 1407.0101 | 250.9808 | 0.064634 | 15.91% | 10.09% | 1.274% | 1.211% | 11720.4676 | 2710.6217 | 130652.1549 | 123179.9586 | 126264.2509 | -1677.2823 | 102.5% | 3084.2924 | 0.034973 | 17.5% | 11.6% | 2.87% | 2.726%
324 | 134300.1335 | 3275.613 | 137575.7465 | 132556.6433 | 101.3% | 1743.4901 | 207.3745 | 0.059275 | 16.14% | 10.31% | 1.507% | 1.432% | 10165.4022 | 1983.9868 | 136284.1202 | 132505.433 | 134274.5283 | -25.6051 | 101.3% | 1769.0953 | 0.058752 | 16.16% | 10.33% | 1.53% | 1.454%
325 | 138377.2476 | 2448.6287 | 140825.8763 | 137355.3439 | 100.7% | 1021.9037 | 329.9189 | 0.074435 | 15.49% | 9.686% | 0.8523% | 0.81% | 16663.4428 | 1000 | 139377.2476 | 140733.0426 | 139377.2476 | 1000 | 99.04% | -1355.795 | 0.14576 | 13.53% | 7.827% | -1.105% | -1.049%
326 | 133788.2569 | 2038.2579 | 135826.5148 | 132734.4727 | 100.8% | 1053.7842 | 319.2017 | 0.073018 | 15.54% | 9.741% | 0.9096% | 0.8644% | 15587.487 | 1045.6419 | 134833.8988 | 129661.0055 | 132251.5233 | -1536.7336 | 102% | 2590.5178 | 0.044239 | 16.92% | 11.05% | 2.29% | 2.175%
327 | 130095.6928 | 4637.5718 | 134733.2645 | 128779.5744 | 101% | 1316.1184 | 270.2817 | 0.067006 | 15.8% | 9.989% | 1.171% | 1.113% | 12834.3052 | 1897.3338 | 131993.0266 | 126925.7962 | 129168.8037 | -926.8891 | 101.8% | 2243.0075 | 0.04847 | 16.66% | 10.8% | 2.025% | 1.924%
328 | 133769.1931 | 3973.7558 | 137742.949 | 132113.2521 | 101.3% | 1655.941 | 220.6438 | 0.060905 | 16.07% | 10.24% | 1.436% | 1.365% | 10773.0997 | 1000 | 134769.1931 | 130066.2176 | 132745.6759 | -1023.5173 | 102.1% | 2679.4583 | 0.043099 | 16.99% | 11.12% | 2.361% | 2.243%
329 | 136000.6754 | 4289.3062 | 140289.9816 | 134757.0048 | 100.9% | 1243.6706 | 291.5365 | 0.069618 | 15.69% | 9.881% | 1.057% | 1.005% | 14471.9448 | 3241.6739 | 139242.3492 | 135624.7312 | 136868.4018 | 867.7264 | 100.9% | 1243.6706 | 0.069773 | 15.68% | 9.875% | 1.051% | 0.9984%
330 | 137805.129 | 4416.8311 | 142221.96 | 141433.7164 | 97.43% | -3628.5875 | 489.4998 | 0.26537 | 11.69% | 6.083% | -2.942% | -2.793% | 24621.2888 | 3546.8397 | 141351.9687 | 141714.6206 | 141351.9687 | 3546.8397 | 99.74% | -362.6519 | 0.1109 | 14.34% | 8.598% | -0.2939% | -0.2786%
331 | 136786.5247 | 5707.5089 | 142494.0335 | 135853.6773 | 100.7% | 932.8474 | 342.2112 | 0.076405 | 15.42% | 9.624% | 0.7866% | 0.7476% | 17085.6074 | 2631.6502 | 139418.1749 | 133831.0335 | 135775.2028 | -1011.3219 | 101.5% | 1944.1693 | 0.055652 | 16.3% | 10.46% | 1.665% | 1.582%
332 | 132938.1796 | 3955.772 | 136893.9516 | 131676.4648 | 101% | 1261.7148 | 283.9697 | 0.068687 | 15.73% | 9.919% | 1.098% | 1.043% | 13778.9021 | 3388.0396 | 136326.2192 | 132712.0132 | 133973.7281 | 1035.5485 | 101% | 1261.7148 | 0.068884 | 15.72% | 9.911% | 1.089% | 1.035%
333 | 136090.4748 | 5536.1151 | 141626.5899 | 134493.0263 | 101.2% | 1597.4485 | 234.7206 | 0.062636 | 15.99% | 10.17% | 1.361% | 1.293% | 11659.2842 | 2693.7741 | 138784.2489 | 133904.9792 | 135796.4513 | -294.0235 | 101.4% | 1891.472 | 0.056711 | 16.25% | 10.41% | 1.619% | 1.538%
334 | 132740.1843 | 4174.1538 | 136914.3382 | 131632.4149 | 100.8% | 1107.7694 | 308.9831 | 0.071762 | 15.6% | 9.792% | 0.9642% | 0.9163% | 14970.2806 | 1000 | 133740.1843 | 129860.1547 | 131854.0542 | -886.1301 | 101.5% | 1993.8995 | 0.053472 | 16.39% | 10.55% | 1.76% | 1.672%
335 | 135141.3836 | 1978.5206 | 137119.9042 | 134973.6282 | 100.1% | 167.7554 | 462.8415 | 0.095729 | 14.78% | 9.012% | 0.142% | 0.1353% | 22830.4009 | 1000 | 136141.3836 | 136819.9568 | 136141.3836 | 1000 | 99.5% | -678.5732 | 0.12273 | 14.06% | 8.336% | -0.569% | -0.54%
336 | 131397.4639 | 5705.2093 | 137102.6731 | 129776.0468 | 101.2% | 1621.4171 | 221.5012 | 0.061011 | 16.07% | 10.24% | 1.432% | 1.36% | 10623.2121 | 1923.4069 | 133320.8708 | 132036.752 | 133320.8708 | 1923.4069 | 101% | 1284.1188 | 0.068309 | 15.75% | 9.935% | 1.114% | 1.059%
337 | 131320.3472 | 7579.3084 | 138899.6556 | 129846.9452 | 101.1% | 1473.402 | 246.1058 | 0.064034 | 15.93% | 10.11% | 1.3% | 1.235% | 11796.323 | 6009.1801 | 137329.5273 | 128173.8912 | 130483.8202 | -836.527 | 101.8% | 2309.929 | 0.047828 | 16.7% | 10.84% | 2.065% | 1.962%
338 | 132555.0493 | 6767.5642 | 139322.6135 | 130613.3864 | 101.5% | 1941.6629 | 170.6271 | 0.054759 | 16.34% | 10.49% | 1.704% | 1.619% | 8255.3804 | 6433.2648 | 138988.3141 | 129967.8772 | 132232.2947 | -322.7546 | 101.7% | 2264.4175 | 0.048926 | 16.63% | 10.77% | 1.997% | 1.897%
339 | 134693.8582 | 1666.4724 | 136360.3306 | 133896.7094 | 100.6% | 797.1487 | 361.8012 | 0.079543 | 15.32% | 9.524% | 0.6819% | 0.6482% | 17787.3249 | 2670.8612 | 137364.7193 | 134812.5745 | 135609.7232 | 915.865 | 100.6% | 797.1487 | 0.079682 | 15.31% | 9.52% | 0.6773% | 0.6438%
340 | 124436.459 | 13733.1791 | 138169.6382 | 121783.5719 | 102.2% | 2652.8872 | 22.2418 | 0.04093 | 17.13% | 11.25% | 2.497% | 2.372% | 1010.2087 | 4923.5643 | 129360.0233 | 123155.1558 | 125808.043 | 1371.5839 | 102.2% | 2652.8872 | 0.041375 | 17.1% | 11.22% | 2.469% | 2.345%
341 | 139137.5351 | 4153.3593 | 143290.8943 | 137980.7592 | 100.8% | 1156.7759 | 309.6709 | 0.071846 | 15.59% | 9.789% | 0.9605% | 0.9128% | 15726.701 | 2937.6714 | 142075.2065 | 137583.4739 | 138938.8924 | -198.6426 | 101% | 1355.4185 | 0.067976 | 15.76% | 9.949% | 1.129% | 1.073%
342 | 133907.309 | 4166.9456 | 138074.2546 | 132249.6582 | 101.3% | 1657.6508 | 220.6438 | 0.060905 | 16.07% | 10.24% | 1.436% | 1.365% | 10784.2228 | 1231.937 | 135139.246 | 129371.5111 | 132468.2354 | -1439.0736 | 102.4% | 3096.7243 | 0.036982 | 17.38% | 11.48% | 2.743% | 2.606%
343 | 133371.7069 | 4327.0006 | 137698.7075 | 131311.9276 | 101.6% | 2059.7792 | 153.031 | 0.052597 | 16.43% | 10.58% | 1.798% | 1.708% | 7449.6522 | 1118.5958 | 134490.3027 | 133180.2496 | 134490.3027 | 1118.5958 | 101% | 1310.0531 | 0.068016 | 15.76% | 9.947% | 1.127% | 1.071%
344 | 134286.1943 | 4304.0447 | 138590.2389 | 136885.7169 | 98.1% | -2599.5226 | 489.4998 | 0.20731 | 12.46% | 6.809% | -2.177% | -2.068% | 23992.5698 | 2147.6365 | 136433.8308 | 138897.6742 | 136433.8308 | 2147.6365 | 98.23% | -2463.8434 | 0.19831 | 12.6% | 6.945% | -2.034% | -1.931%
345 | 132858.0006 | 4607.7919 | 137465.7925 | 132379.2763 | 100.4% | 478.7242 | 411.9276 | 0.087574 | 15.05% | 9.27% | 0.414% | 0.3937% | 19975.6732 | 3493.3219 | 136351.3225 | 131967.2988 | 132652.0118 | -205.9888 | 100.5% | 684.713 | 0.082171 | 15.23% | 9.441% | 0.5943% | 0.5649%
346 | 130861.1675 | 9009.2835 | 139870.4509 | 128960.712 | 101.5% | 1900.4555 | 173.3986 | 0.0551 | 16.32% | 10.48% | 1.689% | 1.604% | 8282.2664 | 6990.9342 | 137852.1017 | 130201.7049 | 132102.1603 | 1240.9928 | 101.5% | 1900.4555 | 0.05547 | 16.31% | 10.47% | 1.673% | 1.589%
347 | 130500.2227 | 6105.2736 | 136605.4963 | 128861.8603 | 101.3% | 1638.3625 | 216.7856 | 0.060431 | 16.09% | 10.26% | 1.457% | 1.384% | 10326.0583 | 2465.3395 | 132965.5622 | 128470.8352 | 130304.7102 | -195.5125 | 101.4% | 1833.875 | 0.056318 | 16.27% | 10.43% | 1.636% | 1.554%
348 | 134840.7846 | 7595.2815 | 142436.0662 | 133441.0099 | 101% | 1399.7747 | 264.4894 | 0.066294 | 15.84% | 10.02% | 1.202% | 1.142% | 13017.3454 | 2378.0949 | 137218.8795 | 135837.1464 | 137218.8795 | 2378.0949 | 101% | 1381.7331 | 0.067132 | 15.8% | 9.984% | 1.166% | 1.107%
349 | 132087.3414 | 6900.4698 | 138987.8112 | 130492.1581 | 101.2% | 1595.1833 | 227.2834 | 0.061722 | 16.03% | 10.21% | 1.401% | 1.331% | 10957.7618 | 2091.3843 | 134178.7256 | 126284.8289 | 129983.6768 | -2103.6646 | 102.9% | 3698.8478 | 0.029614 | 17.99% | 12.07% | 3.357% | 3.189%
350 | 128874.8687 | 9001.8382 | 137876.7068 | 127013.4537 | 101.5% | 1861.415 | 175.1432 | 0.055314 | 16.31% | 10.47% | 1.679% | 1.596% | 8238.6199 | 6709.7807 | 135584.6494 | 125717.2837 | 128226.7837 | -648.085 | 102% | 2509.5 | 0.044271 | 16.92% | 11.05% | 2.288% | 2.173%
351 | 129922.5649 | 6047.1756 | 135969.7405 | 128518.5509 | 101.1% | 1404.0141 | 255.168 | 0.065148 | 15.89% | 10.07% | 1.252% | 1.189% | 12100.5087 | 3405.7837 | 133328.3487 | 132629.4278 | 133328.3487 | 3405.7837 | 100.5% | 698.9209 | 0.081892 | 15.24% | 9.45% | 0.6036% | 0.5737%
352 | 133617.2698 | 4456.2926 | 138073.5625 | 131761.3591 | 101.4% | 1855.9108 | 187.3658 | 0.056816 | 16.25% | 10.41% | 1.614% | 1.534% | 9137.8858 | 1000 | 134617.2698 | 129002.1151 | 132237.6479 | -1379.622 | 102.5% | 3235.5327 | 0.03492 | 17.51% | 11.61% | 2.875% | 2.731%
353 | 134524.9122 | 5555.4245 | 140080.3367 | 132804.3949 | 101.3% | 1720.5173 | 211.6115 | 0.059795 | 16.12% | 10.29% | 1.485% | 1.411% | 10390.4603 | 1360.7549 | 135885.6671 | 130219.4829 | 133232.4562 | -1292.456 | 102.3% | 3012.9733 | 0.038447 | 17.29% | 11.4% | 2.652% | 2.519%
354 | 135704.0411 | 7071.1738 | 142775.2149 | 133433.6357 | 101.7% | 2270.4055 | 124.5184 | 0.049674 | 16.58% | 10.73% | 1.95% | 1.853% | 6167.6416 | 2017.3269 | 137721.368 | 132215.2582 | 135094.8524 | -609.1887 | 102.2% | 2879.5942 | 0.040937 | 17.13% | 11.25% | 2.496% | 2.371%
355 | 143157.8272 | 3678.0929 | 146835.9201 | 142189.0943 | 100.7% | 968.7329 | 343.3577 | 0.076589 | 15.41% | 9.618% | 0.7805% | 0.7418% | 17941.3352 | 1000 | 144157.8272 | 144842.9398 | 144157.8272 | 1000 | 99.53% | -685.1126 | 0.1216 | 14.09% | 8.361% | -0.5427% | -0.515%
356 | 133449.4489 | 5562.8547 | 139012.3035 | 131480.7784 | 101.5% | 1968.6704 | 168.3241 | 0.054477 | 16.35% | 10.51% | 1.716% | 1.63% | 8198.9085 | 1777.2489 | 135226.6977 | 129299.6186 | 132358.869 | -1090.5799 | 102.4% | 3059.2503 | 0.037489 | 17.35% | 11.45% | 2.712% | 2.576%
357 | 131457.3608 | 5975.3346 | 137432.6953 | 129235.4047 | 101.7% | 2221.9561 | 120.7101 | 0.049348 | 16.6% | 10.75% | 1.97% | 1.872% | 5791.9023 | 1464.1034 | 132921.4641 | 131980.5685 | 132921.4641 | 1464.1034 | 100.7% | 940.8956 | 0.075503 | 15.45% | 9.652% | 0.8167% | 0.7762%
358 | 130187.9724 | 4403.761 | 134591.7335 | 129767.9171 | 100.3% | 420.0553 | 420.0626 | 0.088877 | 15% | 9.229% | 0.3705% | 0.3524% | 19960.7921 | 1000 | 131187.9724 | 132240.4771 | 131187.9724 | 1000 | 99.2% | -1052.5047 | 0.13751 | 13.72% | 8.01% | -0.9129% | -0.8665%
359 | 137425.5552 | 3949.0102 | 141374.5654 | 141286.7995 | 97.27% | -3861.2444 | 489.4998 | 0.27994 | 11.5% | 5.901% | -3.133% | -2.975% | 24553.4714 | 2156.2088 | 139581.7639 | 143481.1673 | 139581.7639 | 2156.2088 | 97.28% | -3899.4033 | 0.27862 | 11.52% | 5.917% | -3.116% | -2.959%
360 | 135535.0974 | 3764.8638 | 139299.9612 | 134742.8996 | 100.6% | 792.1978 | 363.3863 | 0.079797 | 15.31% | 9.516% | 0.6734% | 0.6401% | 17976.8342 | 1000 | 136535.0974 | 132219.7015 | 134273.4984 | -1261.599 | 101.6% | 2053.7969 | 0.053 | 16.41% | 10.57% | 1.78% | 1.691%
361 | 133608.8574 | 7937.1238 | 141545.9813 | 131713.2499 | 101.4% | 1895.6075 | 180.7959 | 0.056008 | 16.28% | 10.44% | 1.649% | 1.567% | 8816.9163 | 2715.5417 | 136324.3992 | 136356.2568 | 136324.3992 | 2715.5417 | 99.98% | -31.8577 | 0.10081 | 14.61% | 8.851% | -0.0273% | -0.02544%
362 | 137160.3647 | 3117.281 | 140277.6458 | 140089.3968 | 97.91% | -2929.032 | 489.4998 | 0.22402 | 12.24% | 6.6% | -2.397% | -2.276% | 24506.0905 | 1000 | 138160.3647 | 144209.6755 | 138160.3647 | 1000 | 95.81% | -6049.3108 | 0.46838 | 9.824% | 4.309% | -4.809% | -4.567%
363 | 139002.2852 | 3808.1625 | 142810.4477 | 138069.7479 | 100.7% | 932.5373 | 344.6238 | 0.076791 | 15.41% | 9.612% | 0.7737% | 0.7354% | 17484.7772 | 3256.9554 | 142259.2406 | 137957.2697 | 138946.0461 | -56.2391 | 100.7% | 988.7764 | 0.075372 | 15.45% | 9.657% | 0.8211% | 0.7803%
364 | 132503.4681 | 4502.3855 | 137005.8536 | 130939.898 | 101.2% | 1563.5701 | 233.3648 | 0.062469 | 16% | 10.18% | 1.368% | 1.3% | 11286.4007 | 5567.0994 | 138070.5675 | 130236.9759 | 132152.007 | -351.461 | 101.5% | 1915.0311 | 0.055185 | 16.32% | 10.48% | 1.685% | 1.601%
365 | 134944.7645 | 2911.6781 | 137856.4425 | 134022.4903 | 100.7% | 922.2742 | 341.8922 | 0.076354 | 15.42% | 9.625% | 0.7883% | 0.7492% | 16839.8451 | 2991.5093 | 137936.2738 | 134655.778 | 135578.0522 | 633.2877 | 100.7% | 922.2742 | 0.076465 | 15.42% | 9.622% | 0.7846% | 0.7457%
366 | 137642.1867 | 7032.1659 | 144674.3525 | 135626.0075 | 101.5% | 2016.1792 | 170.6271 | 0.054759 | 16.34% | 10.49% | 1.704% | 1.619% | 8572.2016 | 3267.0792 | 140909.2659 | 136317.3258 | 138333.505 | 691.3184 | 101.5% | 2016.1792 | 0.054958 | 16.33% | 10.49% | 1.695% | 1.61%
367 | 129935.664 | 5717.4542 | 135653.1182 | 128273.8412 | 101.3% | 1661.8227 | 211.6115 | 0.059795 | 16.12% | 10.29% | 1.485% | 1.411% | 10035.9951 | 5759.6433 | 135695.3073 | 128212.8212 | 129905.154 | -30.51 | 101.3% | 1692.3327 | 0.059152 | 16.15% | 10.31% | 1.513% | 1.437%
368 | 133230.0143 | 6937.2255 | 140167.2398 | 131001.0007 | 101.7% | 2229.0136 | 124.5184 | 0.049674 | 16.58% | 10.73% | 1.95% | 1.853% | 6055.199 | 6105.4716 | 139335.4859 | 130898.9215 | 133178.9747 | -51.0396 | 101.7% | 2280.0532 | 0.048934 | 16.63% | 10.77% | 1.996% | 1.896%
369 | 137024.5196 | 4090.2842 | 141114.8038 | 135913.2049 | 100.8% | 1111.3147 | 314.1073 | 0.072392 | 15.57% | 9.766% | 0.9368% | 0.8902% | 15709.7491 | 5501.7202 | 142526.2399 | 138357.9396 | 139469.2543 | 2444.7347 | 100.8% | 1111.3147 | 0.072772 | 15.55% | 9.751% | 0.9202% | 0.8745%
370 | 135728.0882 | 5004.9615 | 140733.0497 | 133725.8029 | 101.5% | 2002.2853 | 168.3241 | 0.054477 | 16.35% | 10.51% | 1.716% | 1.63% | 8338.9042 | 3151.4848 | 138879.573 | 137296.4856 | 138879.573 | 3151.4848 | 101.2% | 1583.0874 | 0.063551 | 15.95% | 10.13% | 1.321% | 1.255%
371 | 127727.6599 | 8229.163 | 135956.8229 | 125367.205 | 101.9% | 2360.4549 | 85.6276 | 0.046349 | 16.79% | 10.93% | 2.158% | 2.05% | 3992.0086 | 5144.7419 | 132872.4018 | 125968.1777 | 128328.6326 | 600.9727 | 101.9% | 2360.4549 | 0.046514 | 16.78% | 10.92% | 2.148% | 2.04%
372 | 131849.9992 | 6769.5125 | 138619.5117 | 130356.156 | 101.1% | 1493.8432 | 243.6832 | 0.063738 | 15.95% | 10.12% | 1.313% | 1.248% | 11727.3139 | 4330.6605 | 136180.6597 | 129830.6477 | 131587.2451 | -262.7542 | 101.4% | 1756.5974 | 0.058281 | 16.18% | 10.35% | 1.55% | 1.473%
373 | 133465.2066 | 8570.5381 | 142035.7446 | 132190.8225 | 101% | 1274.3841 | 282.7136 | 0.068533 | 15.74% | 9.926% | 1.105% | 1.05% | 13772.3348 | 1260.2302 | 134725.4368 | 132153.3971 | 133446.4939 | -18.7127 | 101% | 1293.0968 | 0.068153 | 15.75% | 9.942% | 1.121% | 1.065%
374 | 139775.352 | 5125.8999 | 144901.2519 | 138300.4416 | 101.1% | 1474.9104 | 260.7409 | 0.065834 | 15.86% | 10.04% | 1.222% | 1.161% | 13302.4803 | 2918.1 | 142693.452 | 141591.9591 | 142693.452 | 2918.1 | 100.8% | 1101.4929 | 0.073439 | 15.52% | 9.723% | 0.8913% | 0.847%
375 | 127350.2476 | 7178.0269 | 134528.2745 | 125607.6192 | 101.4% | 1742.6284 | 191.9118 | 0.057375 | 16.22% | 10.39% | 1.59% | 1.511% | 8920.6076 | 5811.9693 | 133162.2169 | 126264.1752 | 128006.8036 | 656.556 | 101.4% | 1742.6284 | 0.057565 | 16.21% | 10.38% | 1.582% | 1.503%
376 | 132900.2655 | 6961.4149 | 139861.6803 | 131562.0955 | 101% | 1338.17 | 271.3185 | 0.067134 | 15.8% | 9.984% | 1.165% | 1.107% | 13161.279 | 1533.2408 | 134433.5063 | 134012.2486 | 134433.5063 | 1533.2408 | 100.3% | 421.2577 | 0.089199 | 14.99% | 9.218% | 0.3598% | 0.3422%
377 | 131742.6567 | 7133.1847 | 138875.8414 | 130151.6361 | 101.2% | 1591.0206 | 227.2834 | 0.061722 | 16.03% | 10.21% | 1.401% | 1.331% | 10929.1673 | 2178.1867 | 133920.8434 | 128584.3193 | 130958.9983 | -783.6584 | 101.8% | 2374.679 | 0.04701 | 16.75% | 10.89% | 2.117% | 2.011%
378 | 137997.5567 | 5857.8634 | 143855.4201 | 136294.6958 | 101.2% | 1702.8608 | 221.5012 | 0.061011 | 16.07% | 10.24% | 1.432% | 1.36% | 11156.8159 | 4429.051 | 142426.6077 | 141379.8623 | 142426.6077 | 4429.051 | 100.7% | 1046.7454 | 0.074559 | 15.48% | 9.682% | 0.8482% | 0.8061%
379 | 131548.9168 | 6545.1971 | 138094.1139 | 130127.3274 | 101.1% | 1421.5893 | 255.168 | 0.065148 | 15.89% | 10.07% | 1.252% | 1.189% | 12251.9811 | 3678.7658 | 135227.6826 | 125254.2698 | 129112.388 | -2436.5288 | 103.1% | 3858.1181 | 0.027707 | 18.16% | 12.23% | 3.53% | 3.354%
380 | 133831.0089 | 7287.7212 | 141118.7301 | 131870.6558 | 101.5% | 1960.3531 | 170.6271 | 0.054759 | 16.34% | 10.49% | 1.704% | 1.619% | 8334.8457 | 3732.3542 | 137563.3631 | 134348.2102 | 136308.5633 | 2477.5544 | 101.5% | 1960.3531 | 0.055482 | 16.31% | 10.46% | 1.672% | 1.589%
381 | 131716.7964 | 5927.2955 | 137644.0919 | 130032.1937 | 101.3% | 1684.6027 | 211.6115 | 0.059795 | 16.12% | 10.29% | 1.485% | 1.411% | 10173.5665 | 3248.2507 | 134965.0471 | 130110.3867 | 131794.9894 | 78.193 | 101.3% | 1684.6027 | 0.059816 | 16.12% | 10.29% | 1.484% | 1.41%
382 | 136178.5568 | 6036.4673 | 142215.0242 | 134086.626 | 101.6% | 2091.9308 | 154.8454 | 0.05282 | 16.42% | 10.57% | 1.788% | 1.699% | 7696.6195 | 1640.3744 | 137818.9313 | 136759.7749 | 137818.9313 | 1640.3744 | 100.8% | 1059.1563 | 0.07353 | 15.52% | 9.719% | 0.8873% | 0.8432%
383 | 130694.403 | 4913.3234 | 135607.7264 | 129371.8833 | 101% | 1322.5197 | 270.2218 | 0.066998 | 15.8% | 9.989% | 1.171% | 1.113% | 12890.5162 | 1745.1453 | 132439.5483 | 129961.6153 | 131284.135 | 589.732 | 101% | 1322.5197 | 0.067121 | 15.8% | 9.984% | 1.166% | 1.108%
384 | 126633.8387 | 7435.6747 | 134069.5134 | 124407.9434 | 101.8% | 2225.8953 | 105.716 | 0.048066 | 16.68% | 10.82% | 2.05% | 1.948% | 4886.3368 | 2430.4332 | 129064.272 | 125414.1165 | 127640.0118 | 1006.1731 | 101.8% | 2225.8953 | 0.048329 | 16.67% | 10.81% | 2.034% | 1.932%
385 | 138260.5409 | 2868.4116 | 141128.9525 | 137876.073 | 100.3% | 384.4679 | 429.6831 | 0.090418 | 14.95% | 9.18% | 0.3191% | 0.3036% | 21684.0016 | 2019.0796 | 140279.6206 | 136406.6409 | 137525.8249 | -734.7161 | 100.8% | 1119.184 | 0.072317 | 15.57% | 9.769% | 0.94% | 0.8933%
386 | 135604.0807 | 7090.4094 | 142694.4902 | 133919.792 | 101.3% | 1684.2887 | 219.7266 | 0.060793 | 16.07% | 10.25% | 1.441% | 1.369% | 10875.4756 | 3473.0012 | 139077.0819 | 139147.1993 | 139077.0819 | 3473.0012 | 99.95% | -70.1174 | 0.10174 | 14.58% | 8.821% | -0.05828% | -0.05486%
387 | 133752.2278 | 5443.4046 | 139195.6324 | 132843.7944 | 100.7% | 908.4333 | 342.8194 | 0.076502 | 15.42% | 9.621% | 0.7834% | 0.7445% | 16736.2911 | 1828.7143 | 135580.9421 | 133921.896 | 134830.3294 | 1078.1016 | 100.7% | 908.4333 | 0.076691 | 15.41% | 9.615% | 0.7771% | 0.7385%
388 | 136801.8777 | 7544.4655 | 144346.3432 | 134986.6037 | 101.3% | 1815.274 | 201.0439 | 0.058497 | 16.17% | 10.34% | 1.541% | 1.464% | 10038.6597 | 2195.1636 | 138997.0414 | 133739.8719 | 136178.5118 | -623.3659 | 101.8% | 2438.6399 | 0.047439 | 16.72% | 10.86% | 2.09% | 1.985%
389 | 145892.9815 | 2730.4342 | 148623.4157 | 145552.7518 | 100.2% | 340.2297 | 439.3635 | 0.091968 | 14.9% | 9.131% | 0.2674% | 0.2545% | 23396.5172 | 1000 | 146892.9815 | 147748.5239 | 146892.9815 | 1000 | 99.42% | -855.5425 | 0.12682 | 13.97% | 8.246% | -0.6643% | -0.6305%
390 | 138766.9359 | 4752.9413 | 143519.8772 | 137608.8708 | 100.8% | 1158.065 | 308.9831 | 0.071762 | 15.6% | 9.792% | 0.9642% | 0.9163% | 15649.9705 | 3165.1077 | 141932.0436 | 139934.819 | 141092.8841 | 2325.9482 | 100.8% | 1158.065 | 0.07213 | 15.58% | 9.777% | 0.9482% | 0.901%
391 | 129482.291 | 4717.2523 | 134199.5433 | 128074.8265 | 101.1% | 1407.4645 | 253.7723 | 0.064977 | 15.89% | 10.07% | 1.259% | 1.196% | 11993.5399 | 4032.062 | 133514.353 | 127548.8057 | 129219.2806 | -263.0104 | 101.3% | 1670.4749 | 0.059422 | 16.13% | 10.3% | 1.501% | 1.426%
392 | 141104.1919 | 5035.3804 | 146139.5723 | 139439.1314 | 101.2% | 1665.0605 | 233.3648 | 0.062469 | 16% | 10.18% | 1.368% | 1.3% | 12018.9944 | 3359.347 | 144463.5389 | 140987.7241 | 142652.7846 | 1548.5928 | 101.2% | 1665.0605 | 0.062814 | 15.99% | 10.16% | 1.353% | 1.286%
393 | 135170.8424 | 5229.9966 | 140400.839 | 133746.46 | 101.1% | 1424.3824 | 261.0599 | 0.065872 | 15.85% | 10.04% | 1.22% | 1.16% | 12880.0068 | 2311.8137 | 137482.6561 | 134696.67 | 136121.0525 | 950.2101 | 101.1% | 1424.3824 | 0.06607 | 15.85% | 10.03% | 1.212% | 1.151%
394 | 131628.6106 | 4878.8504 | 136507.461 | 129770.6027 | 101.4% | 1858.0079 | 182.3811 | 0.056204 | 16.27% | 10.44% | 1.641% | 1.559% | 8762.3961 | 1201.241 | 132829.8516 | 131783.9543 | 132829.8516 | 1201.241 | 100.8% | 1045.8973 | 0.073025 | 15.54% | 9.74% | 0.9093% | 0.8641%
395 | 134247.9433 | 4872.0652 | 139120.0085 | 132791.6996 | 101.1% | 1456.2438 | 254.2707 | 0.065038 | 15.89% | 10.07% | 1.257% | 1.194% | 12459.3928 | 2219.3495 | 136467.2928 | 133971.5766 | 135427.8204 | 1179.8771 | 101.1% | 1456.2438 | 0.065293 | 15.88% | 10.06% | 1.246% | 1.183%
396 | 134450.3869 | 7877.8113 | 142328.1982 | 132063.4102 | 101.8% | 2386.9767 | 101.798 | 0.047731 | 16.7% | 10.84% | 2.071% | 1.968% | 4995.6757 | 5679.1248 | 140129.5117 | 133172.3912 | 135559.368 | 1108.981 | 101.8% | 2386.9767 | 0.048007 | 16.69% | 10.83% | 2.054% | 1.951%
397 | 129886.8801 | 4800.5022 | 134687.3822 | 128572.8742 | 101% | 1314.0059 | 270.2817 | 0.067006 | 15.8% | 9.989% | 1.171% | 1.113% | 12813.7053 | 3859.9185 | 133746.7986 | 130724.7448 | 132038.7507 | 2151.8707 | 101% | 1314.0059 | 0.067449 | 15.79% | 9.971% | 1.152% | 1.094%
398 | 147131.4979 | 2307.9695 | 149439.4674 | 146005.4493 | 100.8% | 1126.0486 | 324.0668 | 0.073615 | 15.52% | 9.716% | 0.8836% | 0.8397% | 17403.3597 | 2516.0461 | 149647.5441 | 147396.6819 | 148522.7305 | 1391.2325 | 100.8% | 1126.0486 | 0.073807 | 15.51% | 9.708% | 0.8752% | 0.8318%
399 | 138729.3154 | 3699.8712 | 142429.1865 | 137460.6925 | 100.9% | 1268.6229 | 291.5365 | 0.069618 | 15.69% | 9.881% | 1.057% | 1.005% | 14762.3017 | 2978.7385 | 141708.0539 | 141605.2578 | 141708.0539 | 2978.7385 | 100.1% | 102.7961 | 0.097506 | 14.72% | 8.955% | 0.0827% | 0.07904%
400 | 130735.1539 | 7426.7425 | 138161.8964 | 129022.6308 | 101.3% | 1712.5231 | 204.7924 | 0.058958 | 16.15% | 10.32% | 1.521% | 1.445% | 9772.3501 | 3743.3581 | 134478.512 | 130769.4777 | 132482.0008 | 1746.8469 | 101.3% | 1712.5231 | 0.059425 | 16.13% | 10.3% | 1.501% | 1.426%
401 | 130607.2729 | 4949.1898 | 135556.4628 | 129851.6281 | 100.6% | 755.6448 | 364.6724 | 0.080004 | 15.3% | 9.51% | 0.6666% | 0.6336% | 17384.5358 | 1019.9683 | 131627.2413 | 132127.9725 | 131627.2413 | 1019.9683 | 99.62% | -500.7313 | 0.11696 | 14.2% | 8.464% | -0.4349% | -0.4126%
402 | 140540.7438 | 4710.8629 | 145251.6068 | 139156.7098 | 101% | 1384.034 | 276.1636 | 0.067728 | 15.77% | 9.959% | 1.14% | 1.083% | 14166.4686 | 1075.2419 | 141615.9858 | 140219.977 | 141604.011 | 1063.2672 | 101% | 1384.034 | 0.067927 | 15.76% | 9.951% | 1.131% | 1.075%
403 | 133591.2766 | 5268.9288 | 138860.2055 | 132023.1641 | 101.2% | 1568.1126 | 234.7206 | 0.062636 | 15.99% | 10.17% | 1.361% | 1.293% | 11445.1703 | 1868.2787 | 135459.5554 | 132830.7375 | 134398.85 | 807.5734 | 101.2% | 1568.1126 | 0.062827 | 15.99% | 10.16% | 1.353% | 1.285%
404 | 135353.9552 | 4667.3778 | 140021.333 | 134165.5361 | 100.9% | 1188.4191 | 299.5021 | 0.070596 | 15.65% | 9.841% | 1.015% | 0.9644% | 14796.6602 | 1000 | 136353.9552 | 132494.4335 | 134518.4039 | -835.5513 | 101.5% | 2023.9704 | 0.053678 | 16.38% | 10.54% | 1.751% | 1.663%
405 | 127026.4675 | 7984.5208 | 135010.9883 | 125443.3051 | 101.3% | 1583.1624 | 218.7895 | 0.060678 | 16.08% | 10.25% | 1.446% | 1.374% | 10144.0996 | 5453.182 | 132479.6495 | 124159.4152 | 126384.5225 | -641.9449 | 101.8% | 2225.1074 | 0.048012 | 16.69% | 10.83% | 2.054% | 1.951%
406 | 132923.8579 | 5809.9983 | 138733.8562 | 131283.6055 | 101.2% | 1640.2525 | 221.5012 | 0.061011 | 16.07% | 10.24% | 1.432% | 1.36% | 10746.6179 | 4658.7456 | 137582.6035 | 130948.4848 | 132756.2976 | -167.5604 | 101.4% | 1807.8128 | 0.057554 | 16.22% | 10.38% | 1.582% | 1.503%
407 | 135460.3636 | 3721.4386 | 139181.8022 | 134070.2674 | 101% | 1390.0962 | 267.0914 | 0.066614 | 15.82% | 10.01% | 1.188% | 1.129% | 13205.8108 | 1000 | 136460.3636 | 135601.5639 | 136460.3636 | 1000 | 100.6% | 858.7997 | 0.078238 | 15.36% | 9.566% | 0.7255% | 0.6895%
408 | 143260.3195 | 1760.4434 | 145020.7629 | 141617.6967 | 101.2% | 1642.6228 | 240.7023 | 0.06337 | 15.96% | 10.14% | 1.329% | 1.263% | 12586.328 | 2199.2779 | 145459.5974 | 140316.8275 | 142609.8849 | -650.4346 | 101.6% | 2293.0574 | 0.050908 | 16.51% | 10.66% | 1.873% | 1.779%
409 | 137006.3814 | 2075.8543 | 139082.2357 | 135999.9232 | 100.7% | 1006.4582 | 330.7563 | 0.074571 | 15.48% | 9.682% | 0.8478% | 0.8057% | 16540.2404 | 1000 | 138006.3814 | 138951.8987 | 138006.3814 | 1000 | 99.32% | -945.5173 | 0.13182 | 13.85% | 8.135% | -0.7805% | -0.7409%
410 | 145045.7842 | 1166.4961 | 146212.2803 | 144218.773 | 100.6% | 827.0113 | 366.4968 | 0.080295 | 15.29% | 9.501% | 0.6568% | 0.6243% | 19402.9672 | 1026.1666 | 146071.9509 | 145218.6593 | 146045.6705 | 999.8863 | 100.6% | 827.0113 | 0.080431 | 15.29% | 9.496% | 0.6523% | 0.62%
411 | 122019.757 | 8220.86 | 130240.617 | 120018.6992 | 101.7% | 2001.0578 | 131.8659 | 0.050302 | 16.54% | 10.69% | 1.911% | 1.815% | 5872.938 | 4254.5485 | 126274.3055 | 116054.657 | 120037.7359 | -1982.0211 | 103.4% | 3983.0789 | 0.02347 | 18.57% | 12.61% | 3.934% | 3.737%
412 | 134405.7962 | 6817.6853 | 141223.4816 | 132157.0961 | 101.7% | 2248.7001 | 124.5184 | 0.049674 | 16.58% | 10.73% | 1.95% | 1.853% | 6108.6374 | 5648.4035 | 140054.1997 | 132400.6033 | 134649.3034 | 243.5072 | 101.7% | 2248.7001 | 0.049731 | 16.58% | 10.73% | 1.946% | 1.849%
413 | 138106.667 | 2622.2785 | 140728.9455 | 139344.5774 | 99.11% | -1237.9104 | 489.4998 | 0.14207 | 13.61% | 7.909% | -1.019% | -0.9672% | 24675.1639 | 2357.9976 | 140464.6646 | 141279.7891 | 140464.6646 | 2357.9976 | 99.42% | -815.1245 | 0.12672 | 13.97% | 8.248% | -0.6619% | -0.6282%
414 | 122395.1723 | 9622.2601 | 132017.4325 | 120576.6212 | 101.5% | 1818.5512 | 165.9913 | 0.054189 | 16.36% | 10.52% | 1.728% | 1.642% | 7415.5341 | 6626.5527 | 129021.725 | 120090.3694 | 122152.0465 | -243.1259 | 101.7% | 2061.6771 | 0.049394 | 16.6% | 10.75% | 1.967% | 1.869%
415 | 131705.1986 | 9612.0114 | 141317.21 | 130281.2094 | 101.1% | 1423.9892 | 255.0483 | 0.065134 | 15.89% | 10.07% | 1.252% | 1.19% | 12260.7856 | 4790.382 | 136495.5806 | 128264.8634 | 130697.0256 | -1008.173 | 101.9% | 2432.1622 | 0.046104 | 16.81% | 10.94% | 2.173% | 2.065%
416 | 131166.7684 | 3897.7573 | 135064.5257 | 129921.8661 | 101% | 1244.9024 | 283.9697 | 0.068687 | 15.73% | 9.919% | 1.098% | 1.043% | 13595.2972 | 3025.1211 | 134191.8895 | 129971.7723 | 131216.6747 | 49.9062 | 101% | 1244.9024 | 0.068697 | 15.73% | 9.919% | 1.097% | 1.043%
417 | 137095.8688 | 2336.8614 | 139432.7302 | 138391.7202 | 99.06% | -1295.8514 | 489.4998 | 0.14443 | 13.56% | 7.857% | -1.074% | -1.019% | 24494.5672 | 1000 | 138095.8688 | 138774.1094 | 138095.8688 | 1000 | 99.51% | -678.2405 | 0.12237 | 14.07% | 8.344% | -0.5608% | -0.5321%
418 | 130646.6841 | 7275.2929 | 137921.9769 | 129290.4481 | 101% | 1356.236 | 264.4894 | 0.066294 | 15.84% | 10.02% | 1.202% | 1.142% | 12612.4527 | 3820.6842 | 134467.3683 | 124730.5879 | 128366.754 | -2279.9301 | 102.9% | 3636.1661 | 0.029788 | 17.97% | 12.05% | 3.341% | 3.174%
419 | 134657.0996 | 3719.8094 | 138376.909 | 133429.06 | 100.9% | 1228.0396 | 292.0749 | 0.069684 | 15.69% | 9.878% | 1.055% | 1.002% | 14355.4336 | 1000 | 135657.0996 | 138310.1305 | 135657.0996 | 1000 | 98.08% | -2653.0309 | 0.20898 | 12.43% | 6.788% | -2.199% | -2.088%
420 | 138040.2884 | 3227.8414 | 141268.1298 | 136782.1975 | 100.9% | 1258.0909 | 292.2045 | 0.0697 | 15.69% | 9.878% | 1.054% | 1.001% | 14722.6364 | 1000 | 139040.2884 | 138515.6618 | 139040.2884 | 1000 | 100.4% | 524.6266 | 0.086985 | 15.07% | 9.289% | 0.4337% | 0.4124%
421 | 137505.4826 | 5526.9017 | 143032.3843 | 136041.4273 | 101.1% | 1464.0553 | 258.6573 | 0.065577 | 15.87% | 10.05% | 1.233% | 1.172% | 12981.8802 | 5020.7049 | 142526.1875 | 134552.8839 | 136761.2109 | -744.2717 | 101.6% | 2208.327 | 0.050779 | 16.51% | 10.66% | 1.881% | 1.787%
422 | 124653.2381 | 5797.4062 | 130450.6443 | 122865.4283 | 101.5% | 1787.8098 | 177.3764 | 0.055589 | 16.3% | 10.46% | 1.668% | 1.584% | 8070.3477 | 5161.0376 | 129814.2757 | 123984.4038 | 125772.2136 | 1118.9755 | 101.4% | 1787.8098 | 0.055935 | 16.29% | 10.45% | 1.652% | 1.57%
423 | 124728.8453 | 8385.6912 | 133114.5366 | 122717.9926 | 101.6% | 2010.8527 | 138.017 | 0.050828 | 16.51% | 10.66% | 1.878% | 1.784% | 6283.3666 | 3423.7453 | 128152.5906 | 123345.0651 | 125355.9178 | 627.0725 | 101.6% | 2010.8527 | 0.05098 | 16.5% | 10.65% | 1.868% | 1.775%
424 | 135332.3897 | 4721.5562 | 140053.9459 | 133608.7894 | 101.3% | 1723.6004 | 212.7879 | 0.05994 | 16.11% | 10.28% | 1.478% | 1.405% | 10510.9379 | 1227.5072 | 136559.8969 | 134922.1206 | 136559.8969 | 1227.5072 | 101.2% | 1637.7764 | 0.061948 | 16.02% | 10.2% | 1.391% | 1.322%
425 | 132843.9782 | 2531.1579 | 135375.1361 | 132392.7307 | 100.3% | 451.2475 | 416.3939 | 0.088288 | 15.02% | 9.247% | 0.3902% | 0.3711% | 20190.1276 | 2496.611 | 135340.5892 | 134062.1459 | 134513.3933 | 1669.4152 | 100.3% | 451.2475 | 0.088434 | 15.02% | 9.243% | 0.3853% | 0.3665%
426 | 135508.2806 | 5077.0597 | 140585.3403 | 133509.2379 | 101.5% | 1999.0427 | 168.3241 | 0.054477 | 16.35% | 10.51% | 1.716% | 1.63% | 8325.3996 | 1000 | 136508.2806 | 133807.2458 | 135806.2885 | 298.0079 | 101.5% | 1999.0427 | 0.054564 | 16.35% | 10.5% | 1.712% | 1.627%
427 | 138969.8344 | 3540.6327 | 142510.4671 | 138084.9333 | 100.6% | 884.9011 | 352.0411 | 0.077979 | 15.37% | 9.574% | 0.7341% | 0.6977% | 17856.9287 | 1000 | 139969.8344 | 134758.2766 | 137306.506 | -1663.3283 | 101.9% | 2548.2294 | 0.0462 | 16.8% | 10.94% | 2.167% | 2.059%
428 | 133517.8643 | 5552.4154 | 139070.2797 | 132535.4916 | 100.7% | 982.3727 | 330.5071 | 0.07453 | 15.48% | 9.683% | 0.8492% | 0.807% | 16106.9392 | 2591.5098 | 136109.3741 | 130697.0227 | 132598.6299 | -919.2344 | 101.5% | 1901.6072 | 0.055592 | 16.3% | 10.46% | 1.667% | 1.584%
429 | 136186.994 | 8295.8764 | 144482.8704 | 134886.6211 | 101% | 1300.3729 | 282.7136 | 0.068533 | 15.74% | 9.926% | 1.105% | 1.05% | 14053.1972 | 2210.1291 | 138397.1231 | 134732.2249 | 136109.7959 | -77.1981 | 101% | 1377.571 | 0.066994 | 15.8% | 9.989% | 1.172% | 1.113%
430 | 135872.3224 | 5043.7754 | 140916.0978 | 134438.5968 | 101.1% | 1433.7256 | 260.7409 | 0.065834 | 15.86% | 10.04% | 1.222% | 1.161% | 12931.0273 | 3617.8446 | 139490.167 | 134149.5048 | 135727.7764 | -144.546 | 101.2% | 1578.2716 | 0.062933 | 15.98% | 10.16% | 1.348% | 1.281%
431 | 127571.5369 | 9528.6713 | 137100.2081 | 125641.7663 | 101.5% | 1929.7705 | 160.0395 | 0.053458 | 16.39% | 10.55% | 1.76% | 1.672% | 7452.0181 | 6967.3335 | 134538.8703 | 124661.0399 | 127081.1736 | -490.3632 | 101.9% | 2420.1337 | 0.045276 | 16.86% | 10.99% | 2.225% | 2.114%
432 | 134122.7901 | 3650.8117 | 137773.6018 | 133690.3864 | 100.3% | 432.4036 | 420.1224 | 0.088886 | 15% | 9.228% | 0.3703% | 0.3521% | 20567.0179 | 2149.2319 | 136272.022 | 134715.0273 | 135147.4309 | 1024.6409 | 100.3% | 432.4036 | 0.088971 | 15% | 9.226% | 0.3674% | 0.3495%
433 | 131529.0056 | 5427.0462 | 136956.0518 | 130045.8105 | 101.1% | 1483.1951 | 244.8596 | 0.063881 | 15.94% | 10.12% | 1.307% | 1.242% | 11755.2397 | 6407.0786 | 137936.0842 | 128986.1258 | 130999.1633 | -529.8424 | 101.6% | 2013.0375 | 0.052807 | 16.42% | 10.58% | 1.789% | 1.699%
434 | 129973.8291 | 6600.3018 | 136574.1309 | 128313.1055 | 101.3% | 1660.7236 | 211.8806 | 0.059828 | 16.12% | 10.29% | 1.483% | 1.409% | 10051.7127 | 2450.0213 | 132423.8503 | 126218.1202 | 128926.3365 | -1047.4926 | 102.1% | 2708.2163 | 0.04153 | 17.09% | 11.21% | 2.459% | 2.336%
435 | 135698.3572 | 4312.8432 | 140011.2004 | 134284.2578 | 101.1% | 1414.0994 | 263.6121 | 0.066187 | 15.84% | 10.02% | 1.207% | 1.147% | 13056.6812 | 1000 | 136698.3572 | 133395.9052 | 135254.1809 | -444.1763 | 101.4% | 1858.2757 | 0.057225 | 16.23% | 10.39% | 1.596% | 1.517%
436 | 125509.2678 | 5716.3679 | 131225.6357 | 123709.1806 | 101.5% | 1800.0872 | 177.3764 | 0.055589 | 16.3% | 10.46% | 1.668% | 1.584% | 8125.7691 | 2565.8594 | 128075.1272 | 124584.1024 | 126384.1896 | 874.9217 | 101.4% | 1800.0872 | 0.055859 | 16.29% | 10.45% | 1.656% | 1.573%
437 | 139036.028 | 2993.7482 | 142029.7762 | 138009.2593 | 100.7% | 1026.7687 | 329.9189 | 0.074435 | 15.49% | 9.686% | 0.8523% | 0.81% | 16742.7734 | 1518.6959 | 140554.7239 | 137892.5512 | 138977.674 | -58.3541 | 100.8% | 1085.1228 | 0.073202 | 15.53% | 9.733% | 0.9016% | 0.8568%
438 | 135667.4841 | 2889.4757 | 138556.9597 | 134598.8981 | 100.8% | 1068.5859 | 319.2017 | 0.073018 | 15.54% | 9.741% | 0.9096% | 0.8644% | 15806.4332 | 2164.0034 | 137831.4875 | 135482.2719 | 136550.8578 | 883.3738 | 100.8% | 1068.5859 | 0.073154 | 15.54% | 9.735% | 0.9036% | 0.8587%
439 | 133480.6133 | 4775.4976 | 138256.1109 | 132130.2512 | 101% | 1350.3621 | 270.2817 | 0.067006 | 15.8% | 9.989% | 1.171% | 1.113% | 13168.2372 | 2077.1462 | 135557.7595 | 130998.3014 | 132914.6384 | -565.9749 | 101.5% | 1916.337 | 0.055384 | 16.31% | 10.47% | 1.676% | 1.593%
440 | 133758.6196 | 5715.5749 | 139474.1946 | 131785.3883 | 101.5% | 1973.2314 | 168.3241 | 0.054477 | 16.35% | 10.51% | 1.716% | 1.63% | 8217.9034 | 2336.6303 | 136095.2499 | 128547.0035 | 132139.4273 | -1619.1924 | 102.8% | 3592.4237 | 0.031308 | 17.84% | 11.92% | 3.203% | 3.043%
441 | 128712.4623 | 6749.4071 | 135461.8694 | 126398.5474 | 101.8% | 2313.9149 | 96.8233 | 0.047306 | 16.73% | 10.87% | 2.098% | 1.993% | 4548.7617 | 1044.1136 | 129756.5758 | 121571.7436 | 126299.0604 | -2413.4019 | 103.9% | 4727.3168 | 0.019286 | 19.09% | 13.11% | 4.457% | 4.234%
442 | 138654.4324 | 5555.0978 | 144209.5302 | 137634.2668 | 100.7% | 1020.1656 | 330.5071 | 0.07453 | 15.48% | 9.683% | 0.8492% | 0.807% | 16726.5896 | 2226.279 | 140880.7114 | 136389.2417 | 138031.9198 | -622.5126 | 101.2% | 1642.6782 | 0.062197 | 16.01% | 10.19% | 1.38% | 1.311%
443 | 136274.6242 | 4103.289 | 140377.9132 | 135914.7015 | 100.3% | 359.9227 | 432.6939 | 0.0909 | 14.94% | 9.165% | 0.3031% | 0.2883% | 21522.2982 | 1000 | 137274.6242 | 135099.9397 | 135867.2433 | -407.3809 | 100.6% | 767.3036 | 0.080484 | 15.28% | 9.495% | 0.6505% | 0.6184%
444 | 129007.3186 | 4519.5679 | 133526.8865 | 127646.0326 | 101.1% | 1361.286 | 260.7409 | 0.065834 | 15.86% | 10.04% | 1.222% | 1.161% | 12277.6819 | 3132.0398 | 132139.3585 | 125196.7506 | 127782.6776 | -1224.641 | 102.1% | 2585.927 | 0.043 | 17% | 11.13% | 2.367% | 2.249%
445 | 138434.4319 | 3652.3223 | 142086.7542 | 137527.5811 | 100.7% | 906.8508 | 348.0633 | 0.077342 | 15.39% | 9.594% | 0.7554% | 0.7179% | 17587.1392 | 5476.017 | 143910.4489 | 137894.9178 | 138801.7686 | 367.3367 | 100.7% | 906.8508 | 0.077402 | 15.39% | 9.592% | 0.7534% | 0.716%
446 | 131493.1025 | 7675.3191 | 139168.4216 | 130128.0799 | 101% | 1365.0226 | 264.4894 | 0.066294 | 15.84% | 10.02% | 1.202% | 1.142% | 12694.1648 | 1000 | 132493.1025 | 126523.5128 | 129690.819 | -1802.2835 | 102.5% | 3167.3062 | 0.03498 | 17.5% | 11.6% | 2.869% | 2.726%
447 | 132230.5485 | 5379.7097 | 137610.2582 | 130739.4424 | 101.1% | 1491.1061 | 244.8596 | 0.063881 | 15.94% | 10.12% | 1.307% | 1.242% | 11817.9393 | 4625.9186 | 136856.4671 | 128602.5359 | 131162.0952 | -1068.4533 | 102% | 2559.5594 | 0.044379 | 16.91% | 11.04% | 2.281% | 2.167%
448 | 131450.2477 | 4827.221 | 136277.4687 | 129899.1059 | 101.2% | 1551.1419 | 233.3648 | 0.062469 | 16% | 10.18% | 1.368% | 1.3% | 11196.6893 | 4678.3609 | 136128.6086 | 132873.5297 | 134424.6715 | 2974.4238 | 101.2% | 1551.1419 | 0.063173 | 15.97% | 10.15% | 1.338% | 1.271%
449 | 141351.6144 | 2953.3531 | 144304.9674 | 140385.5528 | 100.7% | 966.0615 | 341.8922 | 0.076354 | 15.42% | 9.625% | 0.7883% | 0.7492% | 17639.3601 | 4116.0847 | 145467.6991 | 138897.6847 | 140607.6803 | -743.9341 | 101.2% | 1709.9956 | 0.061493 | 16.04% | 10.22% | 1.411% | 1.34%
450 | 122314.5082 | 7728.8666 | 130043.3749 | 120480.8308 | 101.5% | 1833.6775 | 163.0403 | 0.053827 | 16.38% | 10.53% | 1.744% | 1.657% | 7278.9021 | 5059.0119 | 127373.5201 | 120085.7826 | 122116.9842 | -197.5241 | 101.7% | 2031.2015 | 0.049858 | 16.57% | 10.72% | 1.938% | 1.842%
451 | 140889.332 | 2986.3334 | 143875.6654 | 139848.8768 | 100.7% | 1040.4552 | 329.9189 | 0.074435 | 15.49% | 9.686% | 0.8523% | 0.81% | 16965.949 | 4329.7641 | 145219.0961 | 140130.3631 | 141170.8182 | 281.4862 | 100.7% | 1040.4552 | 0.074486 | 15.48% | 9.685% | 0.8506% | 0.8084%
452 | 135478.7968 | 3102.5679 | 138581.3646 | 134198.9614 | 101% | 1279.8353 | 284.9367 | 0.068806 | 15.73% | 9.915% | 1.093% | 1.038% | 14090.0541 | 2050.466 | 137529.2628 | 136025.3598 | 137305.1951 | 1826.3984 | 100.9% | 1279.8353 | 0.069144 | 15.71% | 9.901% | 1.078% | 1.024%
453 | 136588.2124 | 5134.8952 | 141723.1076 | 134847.0041 | 101.3% | 1741.2083 | 212.5287 | 0.059908 | 16.11% | 10.28% | 1.48% | 1.406% | 10595.552 | 4281.112 | 140869.3245 | 131039.2296 | 134684.3251 | -1903.8873 | 102.8% | 3645.0956 | 0.031471 | 17.82% | 11.9% | 3.188% | 3.029%
454 | 130897.4045 | 4674.9073 | 135572.3118 | 128993.3406 | 101.5% | 1904.0639 | 172.8802 | 0.055036 | 16.32% | 10.48% | 1.692% | 1.607% | 8259.7915 | 2456.7086 | 133354.1131 | 129633.9957 | 131538.0596 | 640.6551 | 101.5% | 1904.0639 | 0.055228 | 16.32% | 10.48% | 1.683% | 1.599%
455 | 133905.0992 | 5102.8955 | 139007.9947 | 131837.0823 | 101.6% | 2068.0169 | 153.031 | 0.052597 | 16.43% | 10.58% | 1.798% | 1.708% | 7479.4455 | 4755.3464 | 138660.4456 | 130171.3472 | 133072.2316 | -832.8676 | 102.2% | 2900.8845 | 0.04001 | 17.19% | 11.3% | 2.554% | 2.426%
456 | 130698.6699 | 5518.3849 | 136217.0548 | 129737.0397 | 100.7% | 961.6302 | 330.5071 | 0.07453 | 15.48% | 9.683% | 0.8492% | 0.807% | 15766.8455 | 2995.2203 | 133693.8902 | 126646.1 | 129153.2001 | -1545.4698 | 102% | 2507.1 | 0.044574 | 16.9% | 11.03% | 2.269% | 2.155%
457 | 126617.1437 | 5384.5951 | 132001.7388 | 125753.6488 | 100.7% | 863.4949 | 342.2112 | 0.076405 | 15.42% | 9.624% | 0.7866% | 0.7476% | 15815.3796 | 1068.6713 | 127685.8151 | 124171.7889 | 125826.2138 | -790.9299 | 101.3% | 1654.4249 | 0.058824 | 16.16% | 10.33% | 1.527% | 1.451%
458 | 124808.0191 | 9550.0486 | 134358.0676 | 122884.1212 | 101.6% | 1923.8978 | 153.669 | 0.052676 | 16.43% | 10.58% | 1.794% | 1.705% | 7000.3822 | 5887.0976 | 130695.1166 | 124982.9829 | 126906.8807 | 2098.8617 | 101.5% | 1923.8978 | 0.053369 | 16.4% | 10.55% | 1.764% | 1.676%
459 | 129717.1548 | 6170.2881 | 135887.4429 | 128024.2829 | 101.3% | 1692.8719 | 205.8591 | 0.05909 | 16.15% | 10.32% | 1.515% | 1.44% | 9746.7617 | 3239.6204 | 132956.7752 | 129323.8794 | 131016.7513 | 1299.5965 | 101.3% | 1692.8719 | 0.05944 | 16.13% | 10.3% | 1.5% | 1.425%
460 | 129280.1676 | 6804.2193 | 136084.387 | 127969.9214 | 101% | 1310.2463 | 269.8829 | 0.066956 | 15.81% | 9.991% | 1.173% | 1.115% | 12735.0342 | 2035.6332 | 131315.8008 | 127699.2949 | 129144.8544 | -135.3132 | 101.1% | 1445.5595 | 0.064106 | 15.93% | 10.11% | 1.297% | 1.232%
461 | 137677.8191 | 1496.498 | 139174.3171 | 137762.4842 | 99.94% | -84.6651 | 489.4998 | 0.10212 | 14.56% | 8.809% | -0.07096% | -0.06691% | 24598.5427 | 1000 | 138677.8191 | 140791.581 | 138677.8191 | 1000 | 98.5% | -2113.7619 | 0.1805 | 12.91% | 7.242% | -1.722% | -1.635%
462 | 132001.2001 | 2276.4312 | 134277.6313 | 131084.8192 | 100.7% | 916.3808 | 339.5494 | 0.075978 | 15.43% | 9.637% | 0.8009% | 0.7611% | 16359.6377 | 3558.0126 | 135559.2126 | 126868.206 | 129892.8934 | -2108.3066 | 102.4% | 3024.6875 | 0.037157 | 17.37% | 11.47% | 2.732% | 2.596%
463 | 134972.2774 | 6668.4855 | 141640.7629 | 133513.6934 | 101.1% | 1458.584 | 255.168 | 0.065148 | 15.89% | 10.07% | 1.252% | 1.189% | 12570.8203 | 1000 | 135972.2774 | 134996.4557 | 135972.2774 | 1000 | 100.7% | 975.8217 | 0.075161 | 15.46% | 9.663% | 0.8281% | 0.787%
464 | 130390.7303 | 3180.2617 | 133570.992 | 128775.307 | 101.3% | 1615.4233 | 220.4145 | 0.060878 | 16.07% | 10.24% | 1.437% | 1.366% | 10490.1024 | 2843.4898 | 133234.2201 | 129166.5665 | 130781.9898 | 391.2595 | 101.3% | 1615.4233 | 0.060978 | 16.07% | 10.24% | 1.433% | 1.362%
465 | 135576.8335 | 805.8636 | 136382.697 | 135567.7577 | 100% | 9.0757 | 488.0642 | 0.09977 | 14.64% | 8.883% | 0.00716% | 0.007289% | 24152.1235 | 1570.4143 | 137147.2477 | 130994.137 | 133290.0231 | -2286.8104 | 101.8% | 2295.8861 | 0.048736 | 16.64% | 10.78% | 2.009% | 1.908%
466 | 135676.2966 | 7295.6486 | 142971.9452 | 133406.3553 | 101.7% | 2269.9413 | 124.5184 | 0.049674 | 16.58% | 10.73% | 1.95% | 1.853% | 6166.3806 | 4239.7611 | 139916.0577 | 134531.8679 | 136801.8092 | 1125.5126 | 101.7% | 2269.9413 | 0.049935 | 16.57% | 10.71% | 1.934% | 1.837%
467 | 139676.027 | 3454.3952 | 143130.4222 | 138730.8551 | 100.7% | 945.1719 | 343.3577 | 0.076589 | 15.41% | 9.618% | 0.7805% | 0.7418% | 17504.9766 | 1000 | 140676.027 | 143118.2195 | 140676.027 | 1000 | 98.29% | -2442.1925 | 0.1939 | 12.68% | 7.018% | -1.957% | -1.858%
468 | 139113.6426 | 2405.8118 | 141519.4544 | 138048.9574 | 100.8% | 1064.6852 | 324.0668 | 0.073615 | 15.52% | 9.716% | 0.8836% | 0.8397% | 16454.9726 | 1000 | 140113.6426 | 139735.9442 | 140113.6426 | 1000 | 100.3% | 377.6984 | 0.090712 | 14.94% | 9.17% | 0.3093% | 0.2943%
469 | 133333.9103 | 6325.9225 | 139659.8328 | 131012.5583 | 101.8% | 2321.352 | 109.4346 | 0.048384 | 16.66% | 10.81% | 2.031% | 1.929% | 5325.8409 | 3053.2894 | 136387.1998 | 130398.1083 | 133026.6853 | -307.225 | 102% | 2628.577 | 0.043911 | 16.94% | 11.07% | 2.31% | 2.195%
470 | 134434.3976 | 6110.6544 | 140545.052 | 133071.0761 | 101% | 1363.3215 | 269.7433 | 0.066939 | 15.81% | 9.992% | 1.174% | 1.115% | 13235.9146 | 5263.8226 | 139698.2202 | 133393.6634 | 134756.9849 | 322.5873 | 101% | 1363.3215 | 0.067005 | 15.8% | 9.989% | 1.171% | 1.113%
471 | 144426.07 | 5008.9966 | 149435.0666 | 143598.9721 | 100.6% | 827.0979 | 365.9485 | 0.080208 | 15.29% | 9.503% | 0.6597% | 0.6271% | 19291.1623 | 1000 | 145426.07 | 142588.9445 | 143921.0562 | -505.0138 | 100.9% | 1332.1117 | 0.069319 | 15.7% | 9.893% | 1.07% | 1.017%
472 | 124605.6654 | 8004.597 | 132610.2625 | 122796.0566 | 101.5% | 1809.6088 | 173.3986 | 0.0551 | 16.32% | 10.48% | 1.689% | 1.604% | 7886.3527 | 5037.9016 | 129643.567 | 119915.9852 | 123165.6297 | -1440.0357 | 102.7% | 3249.6445 | 0.032375 | 17.74% | 11.83% | 3.106% | 2.95%
473 | 140008.3446 | 2460.1099 | 142468.4545 | 139681.8381 | 100.2% | 326.5065 | 439.3635 | 0.091968 | 14.9% | 9.131% | 0.2674% | 0.2545% | 22452.8117 | 3407.7612 | 143416.1058 | 136664.2152 | 138499.5331 | -1508.8115 | 101.3% | 1835.3179 | 0.058546 | 16.17% | 10.34% | 1.539% | 1.462%
474 | 135083.1352 | 3070.0713 | 138153.2064 | 134773.5889 | 100.2% | 309.5463 | 440.2308 | 0.092108 | 14.9% | 9.126% | 0.2628% | 0.2501% | 21705.732 | 2486.2553 | 137569.3905 | 131484.6692 | 133438.6753 | -1644.4599 | 101.5% | 1954.0061 | 0.054772 | 16.34% | 10.49% | 1.703% | 1.618%
475 | 127863.8961 | 10926.7163 | 138790.6124 | 126104.3707 | 101.4% | 1759.5254 | 190.2071 | 0.057166 | 16.23% | 10.4% | 1.599% | 1.519% | 8877.0252 | 8313.0547 | 136176.9508 | 121170.4924 | 125396.9569 | -2466.9391 | 103.5% | 4226.4645 | 0.022957 | 18.63% | 12.67% | 3.998% | 3.798%
476 | 123723.0827 | 8685.3219 | 132408.4047 | 121936.078 | 101.5% | 1787.0048 | 175.1432 | 0.055314 | 16.31% | 10.47% | 1.679% | 1.596% | 7909.2803 | 2810.5149 | 126533.5976 | 122638.8019 | 124425.8067 | 702.724 | 101.5% | 1787.0048 | 0.055536 | 16.3% | 10.46% | 1.67% | 1.586%
477 | 124401.3099 | 7602.3554 | 132003.6653 | 123005.5388 | 101.1% | 1395.7711 | 246.1058 | 0.064034 | 15.93% | 10.11% | 1.3% | 1.235% | 11174.7956 | 5585.0178 | 129986.3277 | 120786.4007 | 123291.7408 | -1109.5691 | 102.1% | 2505.3401 | 0.04284 | 17.01% | 11.13% | 2.377% | 2.258%
478 | 130362.4107 | 5363.9228 | 135726.3336 | 128522.276 | 101.4% | 1840.1348 | 182.3811 | 0.056204 | 16.27% | 10.44% | 1.641% | 1.559% | 8678.1063 | 6494.3952 | 136856.806 | 129582.354 | 131422.4887 | 1060.078 | 101.4% | 1840.1348 | 0.056513 | 16.26% | 10.42% | 1.627% | 1.546%
479 | 131863.1923 | 5055.0598 | 136918.252 | 130432.8169 | 101.1% | 1430.3754 | 254.2707 | 0.065038 | 15.89% | 10.07% | 1.257% | 1.194% | 12238.0669 | 4417.2061 | 136280.3983 | 125240.4176 | 129266.9926 | -2596.1997 | 103.2% | 4026.575 | 0.026007 | 18.32% | 12.38% | 3.685% | 3.5%
480 | 126297.7933 | 4828.8582 | 131126.6515 | 124689.258 | 101.3% | 1608.5353 | 212.7879 | 0.05994 | 16.11% | 10.28% | 1.478% | 1.405% | 9809.2428 | 1000 | 127297.7933 | 126311.7095 | 127297.7933 | 1000 | 100.8% | 986.0838 | 0.073367 | 15.53% | 9.726% | 0.8944% | 0.85%
481 | 131648.1388 | 5408.9153 | 137057.054 | 129861.3995 | 101.4% | 1786.7392 | 194.3743 | 0.057677 | 16.21% | 10.37% | 1.577% | 1.498% | 9339.9903 | 6585.6648 | 138233.8036 | 131993.5884 | 133780.3276 | 2132.1888 | 101.4% | 1786.7392 | 0.058263 | 16.18% | 10.35% | 1.551% | 1.474%
482 | 128105.6885 | 5278.8695 | 133384.5579 | 126215.8502 | 101.5% | 1889.8383 | 168.3241 | 0.054477 | 16.35% | 10.51% | 1.716% | 1.63% | 7870.5968 | 1431.6083 | 129537.2968 | 128972.0649 | 129537.2968 | 1431.6083 | 100.4% | 565.2319 | 0.08494 | 15.14% | 9.353% | 0.5019% | 0.4772%
483 | 139111.119 | 3715.4324 | 142826.5513 | 137839.0046 | 100.9% | 1272.1143 | 291.5365 | 0.069618 | 15.69% | 9.881% | 1.057% | 1.005% | 14802.9297 | 3626.7098 | 142737.8288 | 142007.3817 | 142737.8288 | 3626.7098 | 100.5% | 730.4471 | 0.082325 | 15.22% | 9.436% | 0.5891% | 0.56%
484 | 140903.3259 | 4516.1322 | 145419.4582 | 140813.8905 | 100.1% | 89.4354 | 475.8716 | 0.097818 | 14.71% | 8.945% | 0.07229% | 0.06915% | 24473.9396 | 2784.0236 | 143687.3496 | 140581.9365 | 140787.3489 | -115.977 | 100.1% | 205.4124 | 0.094979 | 14.8% | 9.035% | 0.167% | 0.1591%
485 | 131053.7488 | 7343.253 | 138397.0018 | 129899.724 | 100.9% | 1154.0248 | 298.9339 | 0.070527 | 15.65% | 9.843% | 1.018% | 0.9673% | 14299.3867 | 4079.6967 | 135133.4455 | 130274.1466 | 131428.1714 | 374.4226 | 100.9% | 1154.0248 | 0.070594 | 15.65% | 9.841% | 1.015% | 0.9645%
486 | 138617.4642 | 3410.103 | 142027.5672 | 137825.4584 | 100.6% | 792.0058 | 366.2376 | 0.080254 | 15.29% | 9.502% | 0.6582% | 0.6257% | 18529.9277 | 2154.1044 | 140771.5686 | 137899.2029 | 138691.2088 | 73.7446 | 100.6% | 792.0058 | 0.080265 | 15.29% | 9.502% | 0.6579% | 0.6253%
487 | 140313.7716 | 3207.1719 | 143520.9435 | 139627.0234 | 100.5% | 686.7482 | 384.0031 | 0.083099 | 15.2% | 9.412% | 0.5633% | 0.5355% | 19666.5389 | 2216.8827 | 142530.6543 | 138082.2842 | 139541.402 | -772.3696 | 101.1% | 1459.1178 | 0.066091 | 15.84% | 10.03% | 1.211% | 1.15%
488 | 129640.0946 | 5795.935 | 135436.0296 | 128375.1792 | 101% | 1264.9154 | 278.1476 | 0.067972 | 15.76% | 9.949% | 1.129% | 1.073% | 13161.5625 | 1469.2602 | 131109.3549 | 125817.8765 | 128361.4432 | -1278.6514 | 102% | 2543.5668 | 0.043804 | 16.95% | 11.08% | 2.317% | 2.201%
489 | 129831.16 | 9977.7704 | 139808.9304 | 128096.4035 | 101.4% | 1734.7565 | 199.0101 | 0.058247 | 16.19% | 10.35% | 1.552% | 1.474% | 9430.7644 | 8631.432 | 138462.592 | 124619.013 | 128092.4647 | -1738.6953 | 102.8% | 3473.4517 | 0.031401 | 17.83% | 11.91% | 3.195% | 3.035%
490 | 131995.2943 | 7262.7026 | 139257.9969 | 130254.6952 | 101.3% | 1740.5991 | 202.8583 | 0.05872 | 16.16% | 10.33% | 1.531% | 1.455% | 9773.3643 | 6017.8717 | 138013.166 | 130513.9077 | 132254.5068 | 259.2125 | 101.3% | 1740.5991 | 0.05879 | 16.16% | 10.33% | 1.528% | 1.452%
491 | 137163.1112 | 5479.0618 | 142642.173 | 135702.7012 | 101.1% | 1460.41 | 258.6573 | 0.065577 | 15.87% | 10.05% | 1.233% | 1.172% | 12949.557 | 1000 | 138163.1112 | 134771.2714 | 136697.3963 | -465.7149 | 101.4% | 1926.1249 | 0.056272 | 16.27% | 10.43% | 1.638% | 1.556%
492 | 142222.9366 | 2686.4353 | 144909.3719 | 140480.6566 | 101.2% | 1742.28 | 223.4651 | 0.061253 | 16.05% | 10.23% | 1.421% | 1.35% | 11600.3821 | 1288.2097 | 143511.1463 | 140648.3151 | 142390.5951 | 167.6584 | 101.2% | 1742.28 | 0.061292 | 16.05% | 10.22% | 1.419% | 1.349%
493 | 129283.9538 | 8228.7411 | 137512.6949 | 127199.6645 | 101.6% | 2084.2892 | 138.017 | 0.050828 | 16.51% | 10.66% | 1.878% | 1.784% | 6512.8357 | 8261.0773 | 137545.0311 | 127517.7747 | 129602.0639 | 318.1101 | 101.6% | 2084.2892 | 0.050903 | 16.51% | 10.66% | 1.873% | 1.78%
494 | 129319.4481 | 6448.4539 | 135767.9019 | 127155.8605 | 101.7% | 2163.5876 | 124.5184 | 0.049674 | 16.58% | 10.73% | 1.95% | 1.853% | 5877.4669 | 2945.9737 | 132265.4218 | 126849.0787 | 129166.0572 | -153.3909 | 101.8% | 2316.9785 | 0.047381 | 16.73% | 10.86% | 2.093% | 1.989%
495 | 127792.8793 | 6655.3231 | 134448.2024 | 125865.935 | 101.5% | 1926.9442 | 161.1063 | 0.05359 | 16.39% | 10.54% | 1.754% | 1.667% | 7514.7047 | 1688.0154 | 129480.8946 | 125039.3999 | 127379.6117 | -413.2676 | 101.9% | 2340.2118 | 0.046555 | 16.78% | 10.91% | 2.145% | 2.038%
496 | 133152.908 | 4755.461 | 137908.369 | 131209.6197 | 101.5% | 1943.2883 | 171.8134 | 0.054905 | 16.33% | 10.49% | 1.697% | 1.613% | 8350.2726 | 1401.6123 | 134554.5203 | 128255.7286 | 131675.9625 | -1476.9456 | 102.7% | 3420.2339 | 0.03292 | 17.69% | 11.78% | 3.056% | 2.903%
497 | 130688.4228 | 6580.9011 | 137269.3238 | 128413.1288 | 101.8% | 2275.2939 | 109.4346 | 0.048384 | 16.66% | 10.81% | 2.031% | 1.929% | 5220.1705 | 4654.2843 | 135342.7071 | 128166.1566 | 130564.9366 | -123.4861 | 101.9% | 2398.7801 | 0.046555 | 16.78% | 10.91% | 2.145% | 2.038%
498 | 137550.3977 | 4498.4411 | 142048.8388 | 137106.5873 | 100.3% | 443.8104 | 420.0626 | 0.088877 | 15% | 9.229% | 0.3705% | 0.3524% | 21089.6202 | 1000 | 138550.3977 | 141254.5832 | 138550.3977 | 1000 | 98.09% | -2704.1855 | 0.20865 | 12.44% | 6.792% | -2.195% | -2.084%
499 | 132064.2296 | 5465.955 | 137530.1846 | 131163.587 | 100.7% | 900.6426 | 342.2112 | 0.076405 | 15.42% | 9.624% | 0.7866% | 0.7476% | 16495.7592 | 4760.4257 | 136824.6553 | 135041.7979 | 135942.4405 | 3878.2109 | 100.7% | 900.6426 | 0.077083 | 15.4% | 9.602% | 0.764% | 0.7261%
500 | 137195.0702 | 2261.4572 | 139456.5274 | 137458.9784 | 99.81% | -263.9082 | 489.4998 | 0.10775 | 14.41% | 8.667% | -0.2206% | -0.209% | 24512.2912 | 1000 | 138195.0702 | 140320.02 | 138195.0702 | 1000 | 98.49% | -2124.9498 | 0.18136 | 12.9% | 7.227% | -1.736% | -1.649%
501 | 122614.4319 | 10023.4773 | 132637.9091 | 120687.9929 | 101.6% | 1926.4389 | 147.1092 | 0.051869 | 16.46% | 10.61% | 1.829% | 1.738% | 6583.7623 | 2894.6239 | 125509.0558 | 120945.029 | 122871.4679 | 257.0361 | 101.6% | 1926.4389 | 0.051959 | 16.46% | 10.61% | 1.825% | 1.734%
502 | 137553.2931 | 3126.2112 | 140679.5043 | 137169.9824 | 100.3% | 383.3106 | 429.5635 | 0.090398 | 14.95% | 9.18% | 0.3198% | 0.3042% | 21567.0744 | 1000 | 138553.2931 | 136373.3401 | 137154.9719 | -398.3211 | 100.6% | 781.6318 | 0.080305 | 15.29% | 9.5% | 0.6565% | 0.624%
503 | 132044.5148 | 4567.3066 | 136611.8214 | 130609.1991 | 101.1% | 1435.3157 | 253.7723 | 0.064977 | 15.89% | 10.07% | 1.259% | 1.196% | 12230.8707 | 2982.9589 | 135027.4737 | 128821.9028 | 131150.8667 | -893.6481 | 101.8% | 2328.9638 | 0.047723 | 16.71% | 10.84% | 2.072% | 1.968%
504 | 134295.1672 | 6299.2181 | 140594.3853 | 132579.2282 | 101.3% | 1715.939 | 211.8806 | 0.059828 | 16.12% | 10.29% | 1.483% | 1.409% | 10385.9095 | 3086.7975 | 137381.9647 | 133538.4412 | 135254.3801 | 959.2129 | 101.3% | 1715.939 | 0.060073 | 16.11% | 10.28% | 1.472% | 1.399%
505 | 128951.4389 | 8304.5692 | 137256.0081 | 127474.7611 | 101.2% | 1476.6778 | 241.0213 | 0.06341 | 15.96% | 10.14% | 1.327% | 1.261% | 11344.2176 | 5042.7195 | 133994.1584 | 127595.165 | 129071.8428 | 120.4039 | 101.2% | 1476.6778 | 0.063439 | 15.96% | 10.14% | 1.326% | 1.26%
506 | 136484.3768 | 2030.9192 | 138515.296 | 134919.4469 | 101.2% | 1564.9299 | 240.7023 | 0.06337 | 15.96% | 10.14% | 1.329% | 1.263% | 11991.0185 | 1000 | 137484.3768 | 137413.6733 | 137484.3768 | 1000 | 100.1% | 70.7035 | 0.098232 | 14.69% | 8.932% | 0.05847% | 0.05602%
507 | 119847.3196 | 9207.5535 | 129054.8731 | 117794.2227 | 101.7% | 2053.097 | 115.6356 | 0.048914 | 16.63% | 10.77% | 1.997% | 1.898% | 5058.3955 | 6731.476 | 126578.7956 | 119768.2823 | 121821.3793 | 1974.0596 | 101.7% | 2053.097 | 0.049441 | 16.6% | 10.74% | 1.965% | 1.866%
508 | 125728.3785 | 4957.994 | 130686.3725 | 123796.9799 | 101.6% | 1931.3986 | 154.8454 | 0.05282 | 16.42% | 10.57% | 1.788% | 1.699% | 7105.9902 | 4186.9023 | 129915.2808 | 122444.717 | 125052.2471 | -676.1314 | 102.1% | 2607.53 | 0.041825 | 17.07% | 11.19% | 2.441% | 2.319%
509 | 144848.675 | 1843.4209 | 146692.0959 | 144836.6671 | 100% | 12.0079 | 487.7253 | 0.099715 | 14.64% | 8.885% | 0.008989% | 0.009027% | 25785.9205 | 2188.5769 | 147037.2519 | 146430.1921 | 146442.2 | 1593.5249 | 100% | 12.0079 | 0.099718 | 14.64% | 8.885% | 0.008886% | 0.008928%
510 | 139483.3348 | 4319.7137 | 143803.0484 | 137756.6578 | 101.3% | 1726.6769 | 220.6438 | 0.060905 | 16.07% | 10.24% | 1.436% | 1.365% | 11233.288 | 5696.5522 | 145179.8869 | 140100.3761 | 141827.053 | 2343.7183 | 101.2% | 1726.6769 | 0.061458 | 16.05% | 10.22% | 1.412% | 1.342%
511 | 132954.3421 | 3387.3718 | 136341.7138 | 132149.5121 | 100.6% | 804.83 | 358.8602 | 0.079072 | 15.33% | 9.539% | 0.6976% | 0.6631% | 17414.8877 | 1000 | 133954.3421 | 130130.1484 | 131944.6602 | -1009.6818 | 101.4% | 1814.5118 | 0.05719 | 16.23% | 10.39% | 1.598% | 1.518%
512 | 134915.1078 | 4324.2022 | 139239.31 | 135991.8145 | 99.21% | -1076.7066 | 489.4998 | 0.13731 | 13.73% | 8.014% | -0.9081% | -0.862% | 24104.9362 | 2874.5048 | 137789.6126 | 135080.5581 | 134459.4796 | -455.6282 | 99.54% | -621.0784 | 0.12095 | 14.11% | 8.376% | -0.5276% | -0.5006%
513 | 141393.9418 | 5855.7665 | 147249.7083 | 140429.673 | 100.7% | 964.2687 | 342.2112 | 0.076405 | 15.42% | 9.624% | 0.7866% | 0.7476% | 17661.1065 | 1000 | 142393.9418 | 139758.6295 | 141058.42 | -335.5218 | 100.9% | 1299.7905 | 0.06943 | 15.7% | 9.889% | 1.066% | 1.013%
514 | 136803.0538 | 2254.9954 | 139058.0492 | 137514.3923 | 99.48% | -711.3385 | 489.4998 | 0.12378 | 14.04% | 8.313% | -0.5935% | -0.5632% | 24442.2506 | 1000 | 137803.0538 | 135618.2638 | 135854.9896 | -948.0642 | 100.2% | 236.7257 | 0.094002 | 14.83% | 9.066% | 0.1996% | 0.19%
515 | 136645.7608 | 7035.605 | 143681.3658 | 134862.4672 | 101.3% | 1783.2936 | 205.8591 | 0.05909 | 16.15% | 10.32% | 1.515% | 1.44% | 10267.3672 | 3896.7893 | 140542.5501 | 134640.8172 | 136534.9358 | -110.825 | 101.4% | 1894.1186 | 0.056862 | 16.25% | 10.41% | 1.612% | 1.532%
516 | 141469.1065 | 5666.1344 | 147135.2409 | 140133.6436 | 101% | 1335.4628 | 285.0863 | 0.068824 | 15.73% | 9.914% | 1.092% | 1.038% | 14720.7795 | 3588.7814 | 145057.8879 | 139847.0011 | 141325.7852 | -143.3213 | 101.1% | 1478.7841 | 0.066071 | 15.84% | 10.03% | 1.212% | 1.151%
517 | 128483.3932 | 6365.1272 | 134848.5203 | 126977.2533 | 101.2% | 1506.1399 | 235.0696 | 0.062679 | 15.99% | 10.17% | 1.359% | 1.291% | 11023.926 | 3641.9262 | 132125.3194 | 126230.882 | 128110.2075 | -373.1856 | 101.5% | 1879.3255 | 0.054701 | 16.34% | 10.5% | 1.706% | 1.621%
518 | 133571.2521 | 7379.6759 | 140950.9279 | 131809.871 | 101.3% | 1761.381 | 202.8583 | 0.05872 | 16.16% | 10.33% | 1.531% | 1.455% | 9890.0534 | 1000 | 134571.2521 | 131784.4514 | 133558.5422 | -12.7098 | 101.3% | 1774.0909 | 0.058459 | 16.18% | 10.34% | 1.543% | 1.466%
519 | 137384.9675 | 2382.0655 | 139767.0329 | 136446.0158 | 100.7% | 938.9517 | 341.8922 | 0.076354 | 15.42% | 9.625% | 0.7883% | 0.7492% | 17144.3596 | 1981.2369 | 139366.2043 | 137231.5602 | 138170.5118 | 785.5444 | 100.7% | 938.9517 | 0.076489 | 15.42% | 9.621% | 0.7838% | 0.7449%
520 | 124652.2848 | 12558.3154 | 137210.6002 | 122554.9472 | 101.7% | 2097.3377 | 122.4148 | 0.049494 | 16.59% | 10.74% | 1.961% | 1.863% | 5569.6403 | 8520.3127 | 133172.5976 | 120741.2525 | 123745.4375 | -906.8473 | 102.5% | 3004.185 | 0.03525 | 17.49% | 11.59% | 2.852% | 2.709%
521 | 134677.0762 | 9844.7462 | 144521.8223 | 132369.9316 | 101.7% | 2307.1446 | 115.6356 | 0.048914 | 16.63% | 10.77% | 1.997% | 1.898% | 5684.315 | 6416.8733 | 141093.9495 | 132706.1512 | 135013.2958 | 336.2196 | 101.7% | 2307.1446 | 0.048995 | 16.63% | 10.77% | 1.992% | 1.893%
522 | 127939.1077 | 6368.7219 | 134307.8295 | 125798.614 | 101.7% | 2140.4937 | 124.5184 | 0.049674 | 16.58% | 10.73% | 1.95% | 1.853% | 5814.7315 | 2532.7177 | 130471.8254 | 128766.2794 | 130471.8254 | 2532.7177 | 101.3% | 1705.546 | 0.059031 | 16.15% | 10.32% | 1.518% | 1.442%
523 | 146807.6553 | 1984.9604 | 148792.6157 | 146795.485 | 100% | 12.1703 | 487.7253 | 0.099715 | 14.64% | 8.885% | 0.008989% | 0.009027% | 26134.6576 | 1000 | 147807.6553 | 146597.6152 | 146708.7204 | -98.9349 | 100.1% | 111.1052 | 0.097396 | 14.72% | 8.959% | 0.08636% | 0.08252%
524 | 135562.7455 | 4621.2544 | 140183.9999 | 133884.6019 | 101.3% | 1678.1436 | 220.6438 | 0.060905 | 16.07% | 10.24% | 1.436% | 1.365% | 10917.5434 | 3198.1852 | 138760.9306 | 131738.1304 | 134489.5097 | -1073.2357 | 102.1% | 2751.3793 | 0.042577 | 17.03% | 11.15% | 2.394% | 2.274%
525 | 132508.517 | 6298.8493 | 138807.3663 | 130201.5351 | 101.8% | 2306.9819 | 109.4346 | 0.048384 | 16.66% | 10.81% | 2.031% | 1.929% | 5292.8717 | 3468.3256 | 135976.8427 | 126502.892 | 130659.1955 | -1849.3216 | 103.3% | 4156.3035 | 0.025119 | 18.4% | 12.45% | 3.766% | 3.577%
526 | 130261.6162 | 7088.573 | 137350.1892 | 128555.296 | 101.3% | 1706.3202 | 204.7924 | 0.058958 | 16.15% | 10.32% | 1.521% | 1.445% | 9736.9535 | 1000 | 131261.6162 | 129781.6236 | 131261.6162 | 1000 | 101.1% | 1479.9926 | 0.063885 | 15.94% | 10.12% | 1.307% | 1.242%
527 | 134725.9078 | 6472.3812 | 141198.289 | 133663.5634 | 100.8% | 1062.3444 | 319.0123 | 0.072995 | 15.54% | 9.742% | 0.9106% | 0.8653% | 15687.4167 | 2292.062 | 137017.9698 | 136708.8063 | 137017.9698 | 2292.062 | 100.2% | 309.1635 | 0.092229 | 14.89% | 9.122% | 0.2587% | 0.2462%
528 | 129695.3597 | 8823.2927 | 138518.6524 | 127811.8349 | 101.5% | 1883.5248 | 173.3986 | 0.0551 | 16.32% | 10.48% | 1.689% | 1.604% | 8208.4819 | 4681.0891 | 134376.4487 | 125673.3002 | 128626.0923 | -1069.2673 | 102.3% | 2952.7921 | 0.03779 | 17.33% | 11.43% | 2.693% | 2.558%
529 | 137619.7963 | 3320.8974 | 140940.6937 | 136718.282 | 100.7% | 901.5143 | 348.0633 | 0.077342 | 15.39% | 9.594% | 0.7554% | 0.7179% | 17483.6453 | 6436.7615 | 144056.5578 | 134911.4554 | 136716.383 | -903.4133 | 101.3% | 1804.9276 | 0.058679 | 16.17% | 10.33% | 1.533% | 1.457%
530 | 143323.7362 | 3257.3576 | 146581.0939 | 145118.5123 | 98.76% | -1794.7761 | 489.4998 | 0.16322 | 13.22% | 7.53% | -1.418% | -1.347% | 25607.2842 | 1000 | 144323.7362 | 146318.2081 | 144323.7362 | 1000 | 98.64% | -1994.4719 | 0.17147 | 13.07% | 7.392% | -1.563% | -1.484%
531 | 135923.493 | 6043.7948 | 141967.2878 | 134390.7431 | 101.1% | 1532.7498 | 244.8596 | 0.063881 | 15.94% | 10.12% | 1.307% | 1.242% | 12147.9915 | 4705.4292 | 140628.9221 | 134499.413 | 136032.1628 | 108.6698 | 101.1% | 1532.7498 | 0.063906 | 15.94% | 10.12% | 1.306% | 1.241%
532 | 125083.2743 | 7918.035 | 133001.3093 | 123380.4384 | 101.4% | 1702.8359 | 193.4571 | 0.057565 | 16.21% | 10.38% | 1.582% | 1.503% | 8832.3607 | 3819.0621 | 128902.3364 | 123482.3389 | 125185.1748 | 101.9005 | 101.4% | 1702.8359 | 0.057595 | 16.21% | 10.38% | 1.58% | 1.501%
533 | 134397.1281 | 2328.1964 | 136725.3245 | 133478.5967 | 100.7% | 918.5314 | 341.8922 | 0.076354 | 15.42% | 9.625% | 0.7883% | 0.7492% | 16771.5052 | 3444.35 | 137841.4781 | 135484.8294 | 136403.3608 | 2006.2327 | 100.7% | 918.5314 | 0.076704 | 15.41% | 9.614% | 0.7766% | 0.7381%
534 | 138437.2725 | 2458.582 | 140895.8545 | 136849.9507 | 101.2% | 1587.3218 | 240.7023 | 0.06337 | 15.96% | 10.14% | 1.329% | 1.263% | 12162.5928 | 1903.2321 | 140340.5046 | 137362.4824 | 138949.8042 | 512.5317 | 101.2% | 1587.3218 | 0.063485 | 15.96% | 10.13% | 1.324% | 1.258%
535 | 131065.7074 | 8375.4288 | 139441.1362 | 128952.6931 | 101.6% | 2113.0143 | 138.017 | 0.050828 | 16.51% | 10.66% | 1.878% | 1.784% | 6602.5937 | 3898.1863 | 134963.8937 | 132223.1951 | 134336.2094 | 3270.502 | 101.6% | 2113.0143 | 0.051821 | 16.46% | 10.62% | 1.831% | 1.74%
536 | 131299.7453 | 5429.3605 | 136729.1057 | 129282.7611 | 101.6% | 2016.9841 | 154.8454 | 0.05282 | 16.42% | 10.57% | 1.788% | 1.699% | 7420.876 | 4341.5108 | 135641.256 | 132299.208 | 134316.1921 | 3016.4468 | 101.5% | 2016.9841 | 0.053758 | 16.38% | 10.54% | 1.747% | 1.66%
537 | 138728.3789 | 3340.373 | 142068.7519 | 137789.6196 | 100.7% | 938.7593 | 343.3577 | 0.076589 | 15.41% | 9.618% | 0.7805% | 0.7418% | 17386.2121 | 4616.1694 | 143344.5483 | 135247.3622 | 137457.2502 | -1271.1287 | 101.6% | 2209.888 | 0.050913 | 16.51% | 10.66% | 1.873% | 1.779%
538 | 138002.4796 | 958.3506 | 138960.8301 | 137479.9897 | 100.4% | 522.4899 | 407.9797 | 0.086941 | 15.07% | 9.29% | 0.4351% | 0.4138% | 20550.3045 | 1000 | 139002.4796 | 139494.832 | 139002.4796 | 1000 | 99.65% | -492.3524 | 0.11568 | 14.23% | 8.492% | -0.4051% | -0.3843%
539 | 134498.1827 | 4310.8392 | 138809.0219 | 132555.832 | 101.5% | 1942.3507 | 175.1931 | 0.05532 | 16.31% | 10.47% | 1.679% | 1.595% | 8600.5502 | 1414.2836 | 135912.4663 | 132433.5728 | 134437.0531 | -61.1296 | 101.5% | 2003.4803 | 0.054068 | 16.37% | 10.52% | 1.734% | 1.647%
540 | 125040.7396 | 8306.5785 | 133347.3181 | 123236.9233 | 101.5% | 1803.8163 | 175.532 | 0.055362 | 16.31% | 10.47% | 1.677% | 1.594% | 8011.2596 | 1323.0391 | 126363.7787 | 123500.6221 | 125304.4384 | 263.6988 | 101.5% | 1803.8163 | 0.055445 | 16.31% | 10.47% | 1.674% | 1.59%
541 | 135675.0589 | 6058.8342 | 141733.8931 | 134749.7914 | 100.7% | 925.2675 | 342.2112 | 0.076405 | 15.42% | 9.624% | 0.7866% | 0.7476% | 16946.7774 | 3906.1325 | 139581.1915 | 137998.9919 | 138924.2594 | 3249.2004 | 100.7% | 925.2675 | 0.076961 | 15.4% | 9.606% | 0.7681% | 0.73%
542 | 141612.4174 | 3893.2586 | 145505.676 | 140803.2996 | 100.6% | 809.1178 | 366.2376 | 0.080254 | 15.29% | 9.502% | 0.6582% | 0.6257% | 18930.2832 | 1716.9164 | 143329.3338 | 141710.7795 | 142519.8974 | 907.4799 | 100.6% | 809.1178 | 0.08038 | 15.29% | 9.498% | 0.654% | 0.6216%
543 | 136120.9906 | 2572.6245 | 138693.6151 | 135803.5497 | 100.2% | 317.4409 | 439.3635 | 0.091968 | 14.9% | 9.131% | 0.2674% | 0.2545% | 21829.4058 | 1000 | 137120.9906 | 134246.6668 | 135342.5492 | -778.4414 | 100.8% | 1095.8824 | 0.072427 | 15.57% | 9.765% | 0.9353% | 0.8888%
544 | 132618.5552 | 4383.1077 | 137001.6629 | 131511.8008 | 100.8% | 1106.7544 | 308.9831 | 0.071762 | 15.6% | 9.792% | 0.9642% | 0.9163% | 14956.5634 | 4290.7227 | 136909.2779 | 132402.045 | 133508.7994 | 890.2442 | 100.8% | 1106.7544 | 0.071911 | 15.59% | 9.786% | 0.9577% | 0.9101%
545 | 129427.7887 | 6878.4135 | 136306.2022 | 127864.7241 | 101.2% | 1563.0646 | 227.2834 | 0.061722 | 16.03% | 10.21% | 1.401% | 1.331% | 10737.1295 | 2606.65 | 132034.4386 | 126155.9973 | 128573.4253 | -854.3634 | 101.9% | 2417.428 | 0.045737 | 16.83% | 10.96% | 2.196% | 2.086%
546 | 138285.1365 | 6911.0419 | 145196.1783 | 136518.2162 | 101.3% | 1766.9203 | 211.8806 | 0.059828 | 16.12% | 10.29% | 1.483% | 1.409% | 10694.4795 | 5784.451 | 144069.5875 | 140330.906 | 142097.8263 | 3812.6898 | 101.3% | 1766.9203 | 0.060755 | 16.08% | 10.25% | 1.443% | 1.371%
547 | 135150.6694 | 5389.6623 | 140540.3317 | 133711.6864 | 101.1% | 1438.983 | 258.6573 | 0.065577 | 15.87% | 10.05% | 1.233% | 1.172% | 12759.5625 | 5746.8006 | 140897.47 | 132045.6979 | 134317.6751 | -832.9943 | 101.7% | 2271.9772 | 0.049324 | 16.61% | 10.75% | 1.972% | 1.873%
548 | 133129.8981 | 4599.3747 | 137729.2727 | 131280.7568 | 101.4% | 1849.1413 | 187.3658 | 0.056816 | 16.25% | 10.41% | 1.614% | 1.534% | 9104.5552 | 6150.1472 | 139280.0453 | 132457.6859 | 134306.8272 | 1176.9291 | 101.4% | 1849.1413 | 0.057146 | 16.23% | 10.4% | 1.6% | 1.52%
549 | 132723.3022 | 6905.3574 | 139628.6595 | 130857.4703 | 101.4% | 1865.8318 | 183.6571 | 0.05636 | 16.27% | 10.43% | 1.634% | 1.552% | 8897.0876 | 4323.5991 | 137046.9012 | 136717.4327 | 137046.9012 | 4323.5991 | 100.2% | 329.4685 | 0.091719 | 14.91% | 9.139% | 0.2757% | 0.2624%
550 | 135863.6316 | 2604.4223 | 138468.0538 | 134793.5007 | 100.8% | 1070.1309 | 319.2017 | 0.073018 | 15.54% | 9.741% | 0.9096% | 0.8644% | 15829.2861 | 1542.9878 | 137406.6194 | 137086.2672 | 137406.6194 | 1542.9878 | 100.2% | 320.3522 | 0.09197 | 14.9% | 9.131% | 0.2674% | 0.2544%
551 | 139894.1887 | 4008.1976 | 143902.3863 | 138947.5405 | 100.7% | 946.6482 | 343.3577 | 0.076589 | 15.41% | 9.618% | 0.7805% | 0.7418% | 17532.3179 | 4202.6626 | 144096.8513 | 141030.7601 | 141977.4083 | 2083.2196 | 100.7% | 946.6482 | 0.076935 | 15.4% | 9.607% | 0.7689% | 0.7308%
552 | 137485.6868 | 5645.7389 | 143131.4257 | 135457.4731 | 101.5% | 2028.2137 | 168.3241 | 0.054477 | 16.35% | 10.51% | 1.716% | 1.63% | 8446.8881 | 5609.5616 | 143095.2484 | 134285.0126 | 136899.4566 | -586.2302 | 101.9% | 2614.444 | 0.045174 | 16.86% | 11% | 2.231% | 2.12%
553 | 132755.3733 | 6415.9078 | 139171.2811 | 130444.0936 | 101.8% | 2311.2797 | 109.4346 | 0.048384 | 16.66% | 10.81% | 2.031% | 1.929% | 5302.732 | 4112.0205 | 136867.3938 | 129129.1799 | 132097.9164 | -657.4569 | 102.3% | 2968.7365 | 0.038717 | 17.27% | 11.38% | 2.635% | 2.503%
554 | 131074.074 | 7030.7299 | 138104.8039 | 129357.1113 | 101.3% | 1716.9627 | 204.7924 | 0.058958 | 16.15% | 10.32% | 1.521% | 1.445% | 9797.6841 | 1003.8124 | 132077.8863 | 127202.5496 | 129996.7931 | -1077.2808 | 102.2% | 2794.2435 | 0.040594 | 17.15% | 11.27% | 2.518% | 2.392%
555 | 136604.9719 | 5073.3589 | 141678.3309 | 135814.6267 | 100.6% | 790.3453 | 364.6724 | 0.080004 | 15.3% | 9.51% | 0.6666% | 0.6336% | 18182.8621 | 3319.7709 | 139924.7428 | 137084.8734 | 137875.2187 | 1270.2467 | 100.6% | 790.3453 | 0.080189 | 15.29% | 9.504% | 0.6604% | 0.6277%
556 | 126353.3223 | 7591.0689 | 133944.3913 | 124592.3222 | 101.4% | 1761.0001 | 186.319 | 0.056688 | 16.25% | 10.42% | 1.62% | 1.539% | 8592.8383 | 7510.8797 | 133864.2021 | 125085.6249 | 126846.6251 | 493.3028 | 101.4% | 1761.0001 | 0.056835 | 16.25% | 10.41% | 1.613% | 1.533%
557 | 135994.5737 | 5699.0159 | 141693.5896 | 134311.0456 | 101.3% | 1683.5281 | 220.6338 | 0.060904 | 16.07% | 10.24% | 1.436% | 1.365% | 10951.8258 | 1599.9939 | 137594.5676 | 135741.3824 | 137424.9105 | 1430.3368 | 101.2% | 1683.5281 | 0.061253 | 16.05% | 10.23% | 1.421% | 1.35%
558 | 135149.9973 | 6665.2878 | 141815.2852 | 133789.1748 | 101% | 1360.8225 | 271.3185 | 0.067134 | 15.8% | 9.984% | 1.165% | 1.107% | 13384.0728 | 5058.9307 | 140208.928 | 132246.7224 | 134378.7711 | -771.2262 | 101.6% | 2132.0487 | 0.051449 | 16.48% | 10.63% | 1.848% | 1.755%
559 | 135078.4387 | 2968.7569 | 138047.1956 | 134366.5304 | 100.5% | 711.9082 | 375.8481 | 0.081794 | 15.24% | 9.453% | 0.6068% | 0.5769% | 18530.6772 | 4049.982 | 139128.4207 | 137430.8218 | 138142.73 | 3064.2913 | 100.5% | 711.9082 | 0.0822 | 15.23% | 9.44% | 0.5933% | 0.564%
560 | 130275.7388 | 5030.2254 | 135305.9641 | 128738.4564 | 101.2% | 1537.2824 | 233.3648 | 0.062469 | 16% | 10.18% | 1.368% | 1.3% | 11096.6468 | 1000 | 131275.7388 | 128029.9225 | 129921.4718 | -354.2669 | 101.5% | 1891.5493 | 0.055001 | 16.33% | 10.48% | 1.693% | 1.609%
561 | 129945.3949 | 3919.4124 | 133864.8073 | 128591.2466 | 101.1% | 1354.1483 | 263.6121 | 0.066187 | 15.84% | 10.02% | 1.207% | 1.147% | 12503.1403 | 2406.3623 | 132351.7572 | 132316.4193 | 132351.7572 | 2406.3623 | 100% | 35.3378 | 0.099082 | 14.66% | 8.905% | 0.0301% | 0.02908%
562 | 130265.7722 | 8810.6295 | 139076.4017 | 128259.9601 | 101.6% | 2005.8121 | 154.0479 | 0.052722 | 16.43% | 10.58% | 1.792% | 1.703% | 7324.5159 | 2824.6408 | 133090.413 | 126124.8268 | 129198.2056 | -1067.5666 | 102.4% | 3073.3787 | 0.036191 | 17.43% | 11.53% | 2.793% | 2.653%
563 | 134525.3008 | 5788.6168 | 140313.9176 | 132804.7786 | 101.3% | 1720.5223 | 211.6115 | 0.059795 | 16.12% | 10.29% | 1.485% | 1.411% | 10390.4903 | 4547.8094 | 139073.1103 | 134245.307 | 135965.8293 | 1440.5284 | 101.3% | 1720.5223 | 0.060162 | 16.1% | 10.27% | 1.469% | 1.395%
564 | 132333.0187 | 6618.9953 | 138952.014 | 130119.0124 | 101.7% | 2214.0063 | 124.5184 | 0.049674 | 16.58% | 10.73% | 1.95% | 1.853% | 6014.4313 | 3092.6821 | 135425.7008 | 133529.9055 | 135425.7008 | 3092.6821 | 101.4% | 1895.7953 | 0.056521 | 16.26% | 10.42% | 1.627% | 1.546%
565 | 137348.7622 | 1002.5457 | 138351.3079 | 138193.6964 | 99.39% | -844.9342 | 489.4998 | 0.12842 | 13.93% | 8.211% | -0.7014% | -0.6657% | 24539.751 | 1000 | 138348.7622 | 135700.9395 | 136102.3837 | -1246.3785 | 100.3% | 401.4443 | 0.089835 | 14.97% | 9.198% | 0.3386% | 0.3221%
566 | 141676.5932 | 3899.8084 | 145576.4015 | 140256.7303 | 101% | 1419.8629 | 272.3553 | 0.06726 | 15.79% | 9.978% | 1.16% | 1.102% | 14084.0258 | 1690.4215 | 143367.0147 | 138191.1908 | 140643.8234 | -1032.7697 | 101.8% | 2452.6326 | 0.04833 | 16.67% | 10.81% | 2.034% | 1.932%
567 | 133583.5638 | 3942.8082 | 137526.372 | 132361.9967 | 100.9% | 1221.5671 | 291.5365 | 0.069618 | 15.69% | 9.881% | 1.057% | 1.005% | 14214.738 | 3017.9671 | 136601.5309 | 129084.1677 | 131944.6493 | -1638.9145 | 102.2% | 2860.4816 | 0.04024 | 17.17% | 11.29% | 2.54% | 2.413%
568 | 137254.4596 | 6238.8391 | 143493.2987 | 136198.355 | 100.8% | 1056.1047 | 323.1696 | 0.073505 | 15.52% | 9.72% | 0.8884% | 0.8442% | 16190.1099 | 1000 | 138254.4596 | 133744.3429 | 136027.4536 | -1227.006 | 101.7% | 2283.1107 | 0.049572 | 16.59% | 10.73% | 1.956% | 1.859%
569 | 136208.1104 | 4576.3528 | 140784.4632 | 135848.3634 | 100.3% | 359.747 | 432.6939 | 0.0909 | 14.94% | 9.165% | 0.3031% | 0.2883% | 21511.7935 | 2955.5459 | 139163.6563 | 134942.4932 | 135755.1753 | -452.9351 | 100.6% | 812.6821 | 0.079306 | 15.32% | 9.532% | 0.6899% | 0.6557%
570 | 130207.1617 | 5885.0695 | 136092.2311 | 128640.4257 | 101.2% | 1566.736 | 228.2505 | 0.061841 | 16.03% | 10.2% | 1.396% | 1.326% | 10847.744 | 2201.3463 | 132408.5079 | 129807.8001 | 131374.5361 | 1167.3745 | 101.2% | 1566.736 | 0.06213 | 16.02% | 10.19% | 1.383% | 1.314%
571 | 134327.5954 | 6147.3343 | 140474.9297 | 132664.7035 | 101.3% | 1662.8919 | 220.6338 | 0.060904 | 16.07% | 10.24% | 1.436% | 1.365% | 10817.5818 | 1773.0195 | 136100.6149 | 130155.0621 | 133072.7747 | -1254.8207 | 102.2% | 2917.7126 | 0.039768 | 17.2% | 11.32% | 2.569% | 2.441%
572 | 131834.891 | 2996.2475 | 134831.1385 | 134680.1566 | 97.89% | -2845.2656 | 489.4998 | 0.22591 | 12.21% | 6.576% | -2.422% | -2.3% | 23554.6017 | 1165.5319 | 133000.4229 | 138296.0651 | 133000.4229 | 1165.5319 | 96.17% | -5295.6423 | 0.41349 | 10.24% | 4.707% | -4.39% | -4.169%
573 | 130098.8495 | 6601.2047 | 136700.0542 | 128573.7725 | 101.2% | 1525.077 | 235.0696 | 0.062679 | 15.99% | 10.17% | 1.359% | 1.291% | 11162.5328 | 4394.5202 | 134493.3697 | 129692.0703 | 131217.1473 | 1118.2978 | 101.2% | 1525.077 | 0.062948 | 15.98% | 10.16% | 1.347% | 1.28%
574 | 133043.8555 | 2842.4985 | 135886.354 | 132120.2363 | 100.7% | 923.6192 | 339.5494 | 0.075978 | 15.43% | 9.637% | 0.8009% | 0.7611% | 16488.8597 | 1014.812 | 134058.6675 | 131708.3833 | 132837.929 | -205.9265 | 100.9% | 1129.5457 | 0.071339 | 15.62% | 9.81% | 0.9826% | 0.9337%
575 | 137103.0945 | 3317.0928 | 140420.1873 | 135920.1658 | 100.9% | 1182.9286 | 302.8219 | 0.071004 | 15.63% | 9.824% | 0.9971% | 0.9476% | 15154.0059 | 4383.5163 | 141486.6108 | 133940.1658 | 136113.0945 | -990 | 101.6% | 2172.9286 | 0.051181 | 16.49% | 10.64% | 1.859% | 1.766%
576 | 128976.6215 | 5856.4976 | 134833.1191 | 127126.8046 | 101.5% | 1849.8169 | 177.3764 | 0.055589 | 16.3% | 10.46% | 1.668% | 1.584% | 8350.2538 | 1102.0357 | 130078.6571 | 130681.5053 | 130078.6571 | 1102.0357 | 99.54% | -602.8481 | 0.12102 | 14.1% | 8.374% | -0.5293% | -0.5023%
577 | 129035.7126 | 5622.3163 | 134658.0288 | 127385.3998 | 101.3% | 1650.3127 | 211.6115 | 0.059795 | 16.12% | 10.29% | 1.485% | 1.411% | 9966.4844 | 4556.9242 | 133592.6368 | 127301.8769 | 128993.9511 | -41.7615 | 101.3% | 1692.0742 | 0.058908 | 16.16% | 10.32% | 1.523% | 1.447%
578 | 138772.8691 | 7021.2865 | 145794.1556 | 136451.1204 | 101.7% | 2321.7487 | 124.5184 | 0.049674 | 16.58% | 10.73% | 1.95% | 1.853% | 6307.1174 | 3747.2943 | 142520.1634 | 135663.8153 | 138379.2165 | -393.6526 | 102% | 2715.4013 | 0.044172 | 16.93% | 11.06% | 2.294% | 2.179%
579 | 134410.4407 | 6039.9598 | 140450.4005 | 132586.2113 | 101.4% | 1824.2294 | 194.3743 | 0.057677 | 16.21% | 10.37% | 1.577% | 1.498% | 9535.9663 | 1000 | 135410.4407 | 132399.92 | 134317.2951 | -93.1457 | 101.4% | 1917.375 | 0.055772 | 16.29% | 10.45% | 1.66% | 1.577%
580 | 133876.1197 | 4781.29 | 138657.4097 | 132131.0074 | 101.3% | 1745.1123 | 206.1981 | 0.059131 | 16.15% | 10.31% | 1.513% | 1.438% | 10075.8236 | 5300.1873 | 139176.307 | 131919.1275 | 133770.1798 | -105.9399 | 101.4% | 1851.0522 | 0.056958 | 16.24% | 10.4% | 1.608% | 1.528%
581 | 134134.3411 | 4299.1776 | 138433.5187 | 132686.2131 | 101.1% | 1448.128 | 255.3973 | 0.065176 | 15.88% | 10.06% | 1.251% | 1.188% | 12504.0042 | 1321.1146 | 135455.4557 | 131449.313 | 133515.8911 | -618.4501 | 101.6% | 2066.5781 | 0.052504 | 16.44% | 10.59% | 1.802% | 1.712%
582 | 131976.2794 | 7349.3078 | 139325.5872 | 130247.4986 | 101.3% | 1728.7808 | 204.7924 | 0.058958 | 16.15% | 10.32% | 1.521% | 1.445% | 9865.1232 | 1000 | 132976.2794 | 128457.7153 | 131081.3878 | -894.8916 | 102% | 2623.6725 | 0.043422 | 16.97% | 11.1% | 2.341% | 2.224%
583 | 128670.3065 | 9057.1992 | 137727.5057 | 127347.5963 | 101% | 1322.7102 | 266.7026 | 0.066566 | 15.82% | 10.01% | 1.19% | 1.131% | 12525.5989 | 6017.2042 | 134687.5107 | 125399.6708 | 127696.3438 | -973.9627 | 101.8% | 2296.6729 | 0.047291 | 16.73% | 10.87% | 2.099% | 1.994%
584 | 130753.0725 | 4279.9826 | 135033.0551 | 129512.0965 | 101% | 1240.976 | 283.9697 | 0.068687 | 15.73% | 9.919% | 1.098% | 1.043% | 13552.418 | 3178.768 | 133931.8405 | 127501.0204 | 129747.5344 | -1005.5381 | 101.8% | 2246.5141 | 0.048566 | 16.65% | 10.79% | 2.019% | 1.918%
585 | 126485.2389 | 6593.9272 | 133079.166 | 124834.545 | 101.3% | 1650.6939 | 205.8591 | 0.05909 | 16.15% | 10.32% | 1.515% | 1.44% | 9503.9201 | 3552.5835 | 130037.8223 | 123978.363 | 126057.1479 | -428.091 | 101.7% | 2078.7848 | 0.050128 | 16.55% | 10.7% | 1.922% | 1.826%
586 | 135378.2569 | 3076.7786 | 138455.0355 | 137299.6742 | 98.6% | -1921.4173 | 489.4998 | 0.17385 | 13.03% | 7.353% | -1.605% | -1.524% | 24187.6858 | 1851.5955 | 137229.8524 | 138118.8699 | 137229.8524 | 1851.5955 | 99.36% | -889.0174 | 0.13001 | 13.89% | 8.175% | -0.7384% | -0.7008%
587 | 141845.6028 | 1541.8 | 143387.4028 | 143002.6924 | 99.19% | -1157.0895 | 489.4998 | 0.13816 | 13.71% | 7.995% | -0.9281% | -0.881% | 25343.1899 | 1339.652 | 143185.2548 | 144458.5402 | 143185.2548 | 1339.652 | 99.12% | -1273.2854 | 0.14173 | 13.62% | 7.917% | -1.011% | -0.9597%
588 | 129117.5148 | 5106.3424 | 134223.8572 | 127583.461 | 101.2% | 1534.0538 | 231.5902 | 0.06225 | 16.01% | 10.19% | 1.378% | 1.309% | 10914.3601 | 4382.0469 | 133499.5617 | 126149.5411 | 128400.5549 | -716.9599 | 101.8% | 2251.0137 | 0.048154 | 16.68% | 10.82% | 2.045% | 1.943%
589 | 123848.6816 | 8070.1797 | 131918.8614 | 122430.4377 | 101.2% | 1418.2439 | 241.0213 | 0.06341 | 15.96% | 10.14% | 1.327% | 1.261% | 10895.3138 | 5745.9878 | 129594.6695 | 124821.586 | 126239.8299 | 2391.1482 | 101.1% | 1418.2439 | 0.063995 | 15.94% | 10.11% | 1.302% | 1.237%
590 | 138826.8808 | 3955.8188 | 142782.6996 | 137012.557 | 101.3% | 1814.3238 | 205.4603 | 0.059039 | 16.15% | 10.32% | 1.517% | 1.442% | 10411.0467 | 3209.4049 | 142036.2857 | 139083.5114 | 140897.8352 | 2070.9544 | 101.3% | 1814.3238 | 0.059559 | 16.13% | 10.3% | 1.495% | 1.42%
591 | 137565.7102 | 4232.7911 | 141798.5013 | 136143.6703 | 101% | 1422.0399 | 265.4465 | 0.066412 | 15.83% | 10.01% | 1.197% | 1.137% | 13328.4618 | 3903.9046 | 141469.6149 | 138768.4845 | 140190.5244 | 2624.8142 | 101% | 1422.0399 | 0.066933 | 15.81% | 9.992% | 1.174% | 1.116%
592 | 137546.7847 | 7965.7333 | 145512.518 | 135104.8358 | 101.8% | 2441.9489 | 101.798 | 0.047731 | 16.7% | 10.84% | 2.071% | 1.968% | 5110.7264 | 3741.9666 | 141288.7513 | 135163.7882 | 137605.7371 | 58.9524 | 101.8% | 2441.9489 | 0.047746 | 16.7% | 10.84% | 2.071% | 1.967%
593 | 133951.8869 | 8460.7969 | 142412.6838 | 131755.1486 | 101.7% | 2196.7383 | 131.8659 | 0.050302 | 16.54% | 10.69% | 1.911% | 1.815% | 6447.2439 | 4697.915 | 138649.8019 | 133848.7335 | 136045.4717 | 2093.5848 | 101.6% | 2196.7383 | 0.05078 | 16.51% | 10.66% | 1.881% | 1.787%
594 | 130174.2446 | 4647.5736 | 134821.8182 | 128562.8058 | 101.3% | 1611.4388 | 220.6438 | 0.060905 | 16.07% | 10.24% | 1.436% | 1.365% | 10483.5806 | 1000 | 131174.2446 | 129037.8904 | 130649.3292 | 475.0846 | 101.2% | 1611.4388 | 0.061027 | 16.06% | 10.24% | 1.431% | 1.36%
595 | 133278.8863 | 5304.5019 | 138583.3882 | 131052.0274 | 101.7% | 2226.8589 | 125.0169 | 0.049716 | 16.58% | 10.73% | 1.947% | 1.85% | 6081.6693 | 1385.5867 | 134664.4729 | 130205.8186 | 132855.7819 | -423.1044 | 102% | 2649.9633 | 0.043555 | 16.97% | 11.09% | 2.333% | 2.216%
596 | 137932.0899 | 5008.1099 | 142940.1998 | 137487.048 | 100.3% | 445.0419 | 420.0626 | 0.088877 | 15% | 9.229% | 0.3705% | 0.3524% | 21148.1423 | 1000 | 138932.0899 | 140942.9056 | 138932.0899 | 1000 | 98.57% | -2010.8157 | 0.17563 | 13% | 7.323% | -1.636% | -1.553%
597 | 131919.6706 | 7287.7634 | 139207.434 | 130758.0207 | 100.9% | 1161.6499 | 298.9339 | 0.070527 | 15.65% | 9.843% | 1.018% | 0.9673% | 14393.8682 | 3127.3038 | 135046.9744 | 134609.966 | 135046.9744 | 3127.3038 | 100.3% | 437.0084 | 0.088844 | 15% | 9.23% | 0.3716% | 0.3535%
598 | 130471.4362 | 5941.7138 | 136413.1501 | 128850.291 | 101.3% | 1621.1453 | 219.6269 | 0.06078 | 16.08% | 10.25% | 1.442% | 1.37% | 10459.0888 | 4517.6848 | 134989.121 | 130697.0652 | 132318.2105 | 1846.7742 | 101.2% | 1621.1453 | 0.061249 | 16.05% | 10.23% | 1.421% | 1.35%
599 | 131755.4569 | 5554.7753 | 137310.2322 | 130124.4065 | 101.3% | 1631.0504 | 220.6338 | 0.060904 | 16.07% | 10.24% | 1.436% | 1.365% | 10610.444 | 3832.2451 | 135587.702 | 128726.9912 | 131056.7493 | -698.7076 | 101.8% | 2329.7581 | 0.047687 | 16.71% | 10.85% | 2.074% | 1.97%
600 | 137956.209 | 6376.7419 | 144332.9509 | 136610.1521 | 101% | 1346.0568 | 278.1476 | 0.067972 | 15.76% | 9.949% | 1.129% | 1.073% | 14005.8465 | 3074.6611 | 141030.8701 | 132664.8231 | 135983.5445 | -1972.6645 | 102.5% | 3318.7214 | 0.035003 | 17.5% | 11.6% | 2.867% | 2.724%
601 | 134328.5869 | 5655.3657 | 139983.9526 | 132813.8222 | 101.1% | 1514.7648 | 244.8596 | 0.063881 | 15.94% | 10.12% | 1.307% | 1.242% | 12005.4488 | 5328.8506 | 139657.4375 | 136482.7668 | 137997.5316 | 3668.9447 | 101.1% | 1514.7648 | 0.06469 | 15.91% | 10.08% | 1.272% | 1.208%
602 | 126261.3733 | 10374.5402 | 136635.9135 | 124381.6546 | 101.5% | 1879.7187 | 165.3333 | 0.054109 | 16.37% | 10.52% | 1.732% | 1.645% | 7619.4515 | 6475.0573 | 132736.4306 | 126251.5233 | 128131.2421 | 1869.8687 | 101.5% | 1879.7187 | 0.054699 | 16.34% | 10.5% | 1.706% | 1.621%
603 | 130090.3045 | 8413.9636 | 138504.2682 | 128600.5851 | 101.2% | 1489.7194 | 241.0213 | 0.06341 | 15.96% | 10.14% | 1.327% | 1.261% | 11444.4068 | 1000 | 131090.3045 | 127739.3665 | 129659.6952 | -430.6093 | 101.5% | 1920.3287 | 0.054318 | 16.36% | 10.51% | 1.723% | 1.637%
604 | 127604.2047 | 7978.1322 | 135582.3369 | 125691.2268 | 101.5% | 1912.9779 | 163.0403 | 0.053827 | 16.38% | 10.53% | 1.744% | 1.657% | 7593.6904 | 4670.3882 | 132274.5929 | 126431.2332 | 128344.2112 | 740.0065 | 101.5% | 1912.9779 | 0.054061 | 16.37% | 10.52% | 1.734% | 1.647%
605 | 145548.4648 | 2750.2933 | 148298.7581 | 144473.6024 | 100.7% | 1074.8625 | 329.9189 | 0.074435 | 15.49% | 9.686% | 0.8523% | 0.81% | 17527.0037 | 1000 | 146548.4648 | 141623.5993 | 144123.4633 | -1425.0015 | 101.8% | 2499.864 | 0.048507 | 16.66% | 10.8% | 2.023% | 1.922%
606 | 137743.7756 | 1035.6675 | 138779.443 | 137118.4885 | 100.5% | 625.2871 | 391.6796 | 0.08433 | 15.16% | 9.373% | 0.5222% | 0.4965% | 19692.2714 | 1000 | 138743.7756 | 135344.9292 | 136856.9959 | -886.7796 | 101.1% | 1512.0667 | 0.064496 | 15.91% | 10.09% | 1.28% | 1.216%
607 | 135628.6151 | 3013.9692 | 138642.5844 | 134905.9415 | 100.5% | 722.6736 | 374.592 | 0.081593 | 15.25% | 9.459% | 0.6136% | 0.5832% | 18543.9679 | 2118.726 | 137747.3411 | 135891.3614 | 136614.035 | 985.4198 | 100.5% | 722.6736 | 0.081726 | 15.24% | 9.455% | 0.6091% | 0.579%
608 | 134474.6081 | 4521.0289 | 138995.6371 | 132809.9347 | 101.3% | 1664.6734 | 220.6438 | 0.060905 | 16.07% | 10.24% | 1.436% | 1.365% | 10829.9103 | 3162.3556 | 137636.9637 | 131933.8663 | 134036.5739 | -438.0342 | 101.6% | 2102.7076 | 0.051934 | 16.46% | 10.61% | 1.826% | 1.735%
609 | 132622.9408 | 5046.7023 | 137669.6432 | 130574.7255 | 101.6% | 2048.2154 | 153.031 | 0.052597 | 16.43% | 10.58% | 1.798% | 1.708% | 7407.8289 | 5313.655 | 137936.5959 | 130981.824 | 133030.0394 | 407.0985 | 101.6% | 2048.2154 | 0.052725 | 16.43% | 10.58% | 1.792% | 1.703%
610 | 134844.4676 | 4321.9381 | 139166.4057 | 135452.1519 | 99.55% | -607.6843 | 489.4998 | 0.1204 | 14.12% | 8.388% | -0.5148% | -0.4885% | 24092.3151 | 1032.6584 | 135877.1261 | 135679.3213 | 135679.3213 | 834.8536 | 100% | 0 | 0.1 | 14.63% | 8.876% | -0.0005144% | 0%
611 | 127576.2312 | 7830.696 | 135406.9272 | 126358.0777 | 101% | 1218.1535 | 282.7136 | 0.068533 | 15.74% | 9.926% | 1.105% | 1.05% | 13164.6487 | 2739.4173 | 130315.6485 | 126296.1034 | 127545.2441 | -30.9871 | 101% | 1249.1407 | 0.067874 | 15.77% | 9.953% | 1.133% | 1.077%
612 | 131102.7419 | 7284.8387 | 138387.5806 | 129363.0918 | 101.3% | 1739.6501 | 201.0439 | 0.058497 | 16.17% | 10.34% | 1.541% | 1.464% | 9620.4513 | 7735.7631 | 138838.505 | 127942.9254 | 130392.6587 | -710.0832 | 101.9% | 2449.7333 | 0.045765 | 16.83% | 10.96% | 2.194% | 2.085%
613 | 134895.129 | 3715.8861 | 138611.0151 | 134011.4633 | 100.7% | 883.6657 | 348.0633 | 0.077342 | 15.39% | 9.594% | 0.7554% | 0.7179% | 17137.4952 | 1000 | 135895.129 | 136654.7675 | 135895.129 | 1000 | 99.44% | -759.6385 | 0.12568 | 14% | 8.271% | -0.6377% | -0.6052%
614 | 133372.1375 | 3263.219 | 136635.3565 | 132942.1539 | 100.3% | 429.9836 | 420.1224 | 0.088886 | 15% | 9.228% | 0.3703% | 0.3521% | 20451.9093 | 1682.1387 | 135054.2762 | 135617.1564 | 135054.2762 | 1682.1387 | 99.58% | -562.8802 | 0.11874 | 14.16% | 8.424% | -0.4763% | -0.4519%
615 | 127925.5009 | 5292.7331 | 133218.2341 | 126482.941 | 101.1% | 1442.56 | 244.8596 | 0.063881 | 15.94% | 10.12% | 1.307% | 1.242% | 11433.181 | 3021.1685 | 130946.6695 | 129931.8921 | 130946.6695 | 3021.1685 | 100.8% | 1014.7774 | 0.073358 | 15.53% | 9.727% | 0.8948% | 0.8503%
616 | 149546.7723 | 1899.929 | 151446.7012 | 148832.1609 | 100.5% | 714.6114 | 386.5055 | 0.083501 | 15.18% | 9.399% | 0.5499% | 0.5228% | 21097.2356 | 2635.8942 | 152182.6665 | 146031.3877 | 148146.3857 | -1400.3866 | 101.4% | 2114.998 | 0.055768 | 16.29% | 10.45% | 1.66% | 1.577%
617 | 132587.347 | 7235.4382 | 139822.7852 | 131129.2455 | 101.1% | 1458.1015 | 250.9808 | 0.064634 | 15.91% | 10.09% | 1.274% | 1.211% | 12146.0613 | 4593.1473 | 137180.4943 | 131110.8607 | 132578.1546 | -9.1924 | 101.1% | 1467.2939 | 0.064445 | 15.92% | 10.09% | 1.282% | 1.218%
618 | 133488.3637 | 8910.1282 | 142398.4918 | 131432.9306 | 101.6% | 2055.433 | 154.0479 | 0.052722 | 16.43% | 10.58% | 1.792% | 1.703% | 7505.7141 | 3519.5209 | 137007.8845 | 131269.0524 | 133406.4246 | -81.9391 | 101.6% | 2137.3721 | 0.051025 | 16.5% | 10.65% | 1.866% | 1.773%
619 | 137520.2625 | 4861.1156 | 142381.3781 | 136028.5225 | 101.1% | 1491.74 | 254.2707 | 0.065038 | 15.89% | 10.07% | 1.257% | 1.194% | 12763.0929 | 1000 | 138520.2625 | 140493.2779 | 138520.2625 | 1000 | 98.6% | -1973.0154 | 0.17417 | 13.02% | 7.347% | -1.61% | -1.529%
620 | 133760.5482 | 3703.0006 | 137463.5488 | 132391.8447 | 101% | 1368.7035 | 267.7395 | 0.066694 | 15.82% | 10% | 1.185% | 1.126% | 13071.7363 | 1337.0281 | 135097.5763 | 134821.9508 | 135097.5763 | 1337.0281 | 100.2% | 275.6255 | 0.092975 | 14.87% | 9.099% | 0.2338% | 0.2226%
621 | 133898.8868 | 3578.463 | 137477.3498 | 132992.8081 | 100.7% | 906.0787 | 343.3577 | 0.076589 | 15.41% | 9.618% | 0.7805% | 0.7418% | 16780.9533 | 1905.3071 | 135804.1939 | 132986.9052 | 133895.9353 | -2.9515 | 100.7% | 909.0301 | 0.076512 | 15.42% | 9.62% | 0.7831% | 0.7442%
622 | 138705.3717 | 5156.509 | 143861.8807 | 136659.165 | 101.5% | 2046.2067 | 168.3241 | 0.054477 | 16.35% | 10.51% | 1.716% | 1.63% | 8521.8235 | 3426.5755 | 142131.9472 | 139959.55 | 142005.7567 | 3300.385 | 101.5% | 2046.2067 | 0.055407 | 16.31% | 10.47% | 1.675% | 1.592%
623 | 141791.0996 | 4283.2201 | 146074.3197 | 140494.4779 | 100.9% | 1296.6217 | 291.5365 | 0.069618 | 15.69% | 9.881% | 1.057% | 1.005% | 15088.1087 | 6390.9364 | 148182.036 | 141539.1231 | 142835.7447 | 1044.6451 | 100.9% | 1296.6217 | 0.069797 | 15.68% | 9.874% | 1.05% | 0.9974%
624 | 137165.6424 | 7019.0872 | 144184.7296 | 135611.5736 | 101.1% | 1554.0688 | 243.6832 | 0.063738 | 15.95% | 10.12% | 1.313% | 1.248% | 12200.1103 | 5721.61 | 142887.2524 | 134282.7244 | 136501.2178 | -664.4246 | 101.7% | 2218.4934 | 0.05058 | 16.53% | 10.67% | 1.893% | 1.799%
625 | 132323.4508 | 6989.8605 | 139313.3113 | 131280.0503 | 100.8% | 1043.4004 | 319.0123 | 0.072995 | 15.54% | 9.742% | 0.9106% | 0.8653% | 15407.6759 | 6021.3863 | 138344.8371 | 129345.2595 | 131356.0554 | -967.3954 | 101.6% | 2010.7959 | 0.052966 | 16.41% | 10.57% | 1.782% | 1.693%
626 | 136674.3711 | 3998.9787 | 140673.3498 | 135377.1961 | 101% | 1297.175 | 283.9697 | 0.068687 | 15.73% | 9.919% | 1.098% | 1.043% | 14166.1544 | 1432.3748 | 138106.7459 | 138146.9311 | 138106.7459 | 1432.3748 | 99.97% | -40.1852 | 0.101 | 14.6% | 8.845% | -0.03386% | -0.03167%
627 | 125860.8072 | 6487.1212 | 132347.9283 | 124218.2624 | 101.3% | 1642.5447 | 205.8591 | 0.05909 | 16.15% | 10.32% | 1.515% | 1.44% | 9457.0012 | 3574.144 | 129434.9512 | 125399.5496 | 127042.0943 | 1181.2872 | 101.3% | 1642.5447 | 0.059418 | 16.13% | 10.3% | 1.501% | 1.426%
628 | 142098.8831 | 3820.6501 | 145919.5332 | 141640.765 | 100.3% | 458.1181 | 420.1224 | 0.088886 | 15% | 9.228% | 0.3703% | 0.3521% | 21790.1094 | 1000 | 143098.8831 | 141463.0525 | 142010.0268 | -88.8563 | 100.4% | 546.9743 | 0.086714 | 15.08% | 9.297% | 0.4427% | 0.421%
629 | 138486.5263 | 3592.1153 | 142078.6415 | 137557.4491 | 100.7% | 929.0772 | 344.6238 | 0.076791 | 15.41% | 9.612% | 0.7737% | 0.7354% | 17419.9011 | 1000 | 139486.5263 | 139040.342 | 139486.5263 | 1000 | 100.3% | 446.1843 | 0.088973 | 15% | 9.226% | 0.3673% | 0.3494%
630 | 134370.9463 | 4949.382 | 139320.3282 | 132785.3395 | 101.2% | 1585.6067 | 233.3648 | 0.062469 | 16% | 10.18% | 1.368% | 1.3% | 11445.469 | 3456.175 | 137827.1213 | 137271.639 | 137827.1213 | 3456.175 | 100.4% | 555.4823 | 0.086095 | 15.1% | 9.317% | 0.4634% | 0.4406%
631 | 134939.4109 | 3707.1267 | 138646.5376 | 133569.9697 | 101% | 1369.4412 | 269.5838 | 0.066919 | 15.81% | 9.992% | 1.175% | 1.116% | 13277.78 | 3069.1711 | 138008.582 | 133885.3973 | 135254.8385 | 315.4276 | 101% | 1369.4412 | 0.066983 | 15.81% | 9.99% | 1.172% | 1.114%
632 | 128722.2865 | 7191.1827 | 135913.4693 | 126836.7658 | 101.5% | 1885.5207 | 170.6271 | 0.054759 | 16.34% | 10.49% | 1.704% | 1.619% | 8016.6802 | 3933.9093 | 132656.1958 | 129042.8492 | 130928.37 | 2206.0834 | 101.5% | 1885.5207 | 0.055429 | 16.31% | 10.47% | 1.674% | 1.591%
633 | 145314.3692 | 1092.5892 | 146406.9584 | 144475.9707 | 100.6% | 838.3985 | 365.0213 | 0.08006 | 15.3% | 9.508% | 0.6647% | 0.6318% | 19360.6372 | 1000 | 146314.3692 | 144859.7078 | 145698.1063 | 383.7371 | 100.6% | 838.3985 | 0.080112 | 15.3% | 9.506% | 0.6629% | 0.6301%
634 | 140988.435 | 4338.1057 | 145326.5407 | 139361.9401 | 101.2% | 1626.4949 | 239.1571 | 0.063181 | 15.97% | 10.15% | 1.337% | 1.271% | 12307.2081 | 5471.8358 | 146460.2708 | 138555.3001 | 140585.115 | -403.32 | 101.5% | 2029.8149 | 0.055329 | 16.31% | 10.47% | 1.679% | 1.595%
635 | 136909.2555 | 3231.9974 | 140141.2528 | 135982.806 | 100.7% | 926.4495 | 343.3577 | 0.076589 | 15.41% | 9.618% | 0.7805% | 0.7418% | 17158.2294 | 4221.0043 | 141130.2598 | 135456.3375 | 136646.0212 | -263.2342 | 100.9% | 1189.6837 | 0.070794 | 15.64% | 9.832% | 1.006% | 0.9562%
636 | 136185.0446 | 4056.6982 | 140241.7428 | 134499.1976 | 101.3% | 1685.8471 | 220.6438 | 0.060905 | 16.07% | 10.24% | 1.436% | 1.365% | 10967.6602 | 1985.8418 | 138170.8865 | 133820.9388 | 135845.9152 | -339.1294 | 101.5% | 2024.9765 | 0.054058 | 16.37% | 10.52% | 1.734% | 1.648%
637 | 134423.6291 | 4308.4497 | 138732.0788 | 132424.3144 | 101.5% | 1999.3148 | 165.6523 | 0.054148 | 16.36% | 10.52% | 1.73% | 1.644% | 8127.669 | 1000 | 135423.6291 | 129866.2059 | 133144.5749 | -1279.0542 | 102.5% | 3278.369 | 0.034714 | 17.53% | 11.62% | 2.893% | 2.748%
638 | 131277.7558 | 4557.2025 | 135834.9583 | 130854.1843 | 100.3% | 423.5715 | 420.0626 | 0.088877 | 15% | 9.229% | 0.3705% | 0.3524% | 20127.8808 | 1000 | 132277.7558 | 130509.3804 | 131105.3538 | -172.402 | 100.5% | 595.9735 | 0.084308 | 15.16% | 9.373% | 0.523% | 0.4972%
639 | 139492.7141 | 4837.8976 | 144330.6117 | 139111.9953 | 100.3% | 380.7188 | 430.7997 | 0.090596 | 14.95% | 9.174% | 0.3132% | 0.298% | 21934.0991 | 4195.2313 | 143687.9454 | 138124.5392 | 138998.986 | -493.7281 | 100.6% | 874.4469 | 0.078246 | 15.36% | 9.565% | 0.7252% | 0.6893%
640 | 133676.3421 | 6155.6617 | 139832.0037 | 132015.3749 | 101.3% | 1660.9671 | 219.6269 | 0.06078 | 16.08% | 10.25% | 1.442% | 1.37% | 10716.0063 | 5514.4701 | 139190.8121 | 130432.7891 | 132885.0491 | -791.2929 | 101.9% | 2452.2601 | 0.046399 | 16.79% | 10.92% | 2.155% | 2.047%
641 | 136069.971 | 5574.4866 | 141644.4576 | 134385.5096 | 101.3% | 1684.4614 | 220.6338 | 0.060904 | 16.07% | 10.24% | 1.436% | 1.365% | 10957.8976 | 2390.6977 | 138460.6687 | 130315.1474 | 134034.7899 | -2035.1811 | 102.9% | 3719.6425 | 0.030555 | 17.9% | 11.98% | 3.272% | 3.108%
642 | 137101.9495 | 4536.2379 | 141638.1874 | 135957.7794 | 100.8% | 1144.1701 | 308.9831 | 0.071762 | 15.6% | 9.792% | 0.9642% | 0.9163% | 15462.1953 | 3653.5902 | 140755.5396 | 135359.3025 | 136802.711 | -299.2384 | 101.1% | 1443.4085 | 0.065836 | 15.86% | 10.04% | 1.222% | 1.161%
643 | 127382.3858 | 8720.5137 | 136102.8994 | 125767.6553 | 101.3% | 1614.7305 | 214.1038 | 0.060102 | 16.1% | 10.27% | 1.471% | 1.398% | 9954.6658 | 4175.5936 | 131557.9793 | 125374.6804 | 127185.8984 | -196.4874 | 101.4% | 1811.2179 | 0.055865 | 16.29% | 10.45% | 1.656% | 1.573%
644 | 126297.2044 | 8811.4329 | 135108.6373 | 124495.0318 | 101.4% | 1802.1726 | 178.9914 | 0.055787 | 16.29% | 10.45% | 1.659% | 1.576% | 8251.2333 | 4642.5785 | 130939.7829 | 124713.693 | 126515.8656 | 218.6612 | 101.4% | 1802.1726 | 0.055854 | 16.29% | 10.45% | 1.656% | 1.573%
645 | 134113.0669 | 5175.3501 | 139288.417 | 132699.831 | 101.1% | 1413.236 | 261.0599 | 0.065872 | 15.85% | 10.04% | 1.22% | 1.16% | 12779.2147 | 1069.1453 | 135182.2122 | 132607.3093 | 134066.8061 | -46.2608 | 101.1% | 1459.4968 | 0.064933 | 15.89% | 10.07% | 1.261% | 1.198%
646 | 143450.6889 | 1976.5318 | 145427.2207 | 141805.8833 | 101.2% | 1644.8056 | 240.7023 | 0.06337 | 15.96% | 10.14% | 1.329% | 1.263% | 12603.0532 | 1000 | 144450.6889 | 143488.3505 | 144450.6889 | 1000 | 100.7% | 962.3384 | 0.076954 | 15.4% | 9.606% | 0.7683% | 0.7302%
647 | 140380.9918 | 2778.4369 | 143159.4287 | 139344.2906 | 100.7% | 1036.7011 | 329.9189 | 0.074435 | 15.49% | 9.686% | 0.8523% | 0.81% | 16904.7345 | 2460.8137 | 142841.8055 | 138878.0772 | 140147.885 | -233.1067 | 100.9% | 1269.8079 | 0.069843 | 15.68% | 9.872% | 1.048% | 0.9955%
648 | 138937.0954 | 7657.9501 | 146595.0456 | 136586.6932 | 101.7% | 2350.4022 | 120.3811 | 0.04932 | 16.61% | 10.75% | 1.972% | 1.874% | 6104.7694 | 6317.2907 | 145254.3861 | 139666.3257 | 142016.7279 | 3079.6325 | 101.7% | 2350.4022 | 0.050016 | 16.56% | 10.71% | 1.929% | 1.832%
649 | 132866.208 | 6287.1153 | 139153.3233 | 130862.7648 | 101.5% | 2003.4432 | 161.1063 | 0.05359 | 16.39% | 10.54% | 1.754% | 1.667% | 7813.0356 | 3351.0919 | 136217.2999 | 130415.197 | 132642.4241 | -223.7839 | 101.7% | 2227.2271 | 0.049559 | 16.59% | 10.74% | 1.957% | 1.859%
650 | 136195.9392 | 3863.7146 | 140059.6538 | 134546.0557 | 101.2% | 1649.8835 | 226.4659 | 0.061621 | 16.04% | 10.21% | 1.405% | 1.335% | 11257.9659 | 1000 | 137195.9392 | 134770.1092 | 136419.9927 | 224.0535 | 101.2% | 1649.8835 | 0.061675 | 16.04% | 10.21% | 1.403% | 1.333%
651 | 130023.4562 | 5390.4588 | 135413.915 | 127850.9899 | 101.7% | 2172.4663 | 125.0169 | 0.049716 | 16.58% | 10.73% | 1.947% | 1.85% | 5933.1203 | 4578.432 | 134601.8882 | 126032.8924 | 129114.4074 | -909.0487 | 102.4% | 3081.515 | 0.03604 | 17.44% | 11.54% | 2.802% | 2.662%
652 | 133536.3915 | 6069.836 | 139606.2275 | 132041.8313 | 101.1% | 1494.5602 | 246.7139 | 0.064109 | 15.93% | 10.11% | 1.297% | 1.232% | 12025.0282 | 3314.7162 | 136851.1077 | 132844.3439 | 134338.9041 | 802.5126 | 101.1% | 1494.5602 | 0.064289 | 15.92% | 10.1% | 1.289% | 1.225%
653 | 131416.0644 | 6992.3556 | 138408.4199 | 130258.8491 | 100.9% | 1157.2152 | 298.9339 | 0.070527 | 15.65% | 9.843% | 1.018% | 0.9673% | 14338.9193 | 3575.848 | 134991.9124 | 129575.4351 | 131074.3574 | -341.707 | 101.2% | 1498.9223 | 0.063452 | 15.96% | 10.14% | 1.326% | 1.259%
654 | 136000.5127 | 3874.0074 | 139874.5201 | 134709.7333 | 101% | 1290.7794 | 283.9697 | 0.068687 | 15.73% | 9.919% | 1.098% | 1.043% | 14096.3097 | 3270.3438 | 139270.8565 | 134698.789 | 135995.0406 | -5.4721 | 101% | 1296.2515 | 0.068578 | 15.74% | 9.924% | 1.103% | 1.048%
655 | 132044.4629 | 5892.6619 | 137937.1247 | 130409.8347 | 101.3% | 1634.6282 | 220.6338 | 0.060904 | 16.07% | 10.24% | 1.436% | 1.365% | 10633.7181 | 3876.4861 | 135920.949 | 127918.5058 | 130798.7984 | -1245.6645 | 102.3% | 2880.2926 | 0.039586 | 17.21% | 11.33% | 2.581% | 2.452%
656 | 129071.898 | 8409.3345 | 137481.2325 | 127669.9134 | 101.1% | 1401.9846 | 253.9517 | 0.064999 | 15.89% | 10.07% | 1.258% | 1.196% | 11963.9806 | 3912.555 | 132984.453 | 127178.2813 | 128826.082 | -245.816 | 101.3% | 1647.8006 | 0.059792 | 16.12% | 10.29% | 1.485% | 1.411%
657 | 134003.4467 | 4260.8935 | 138264.3402 | 132740.5402 | 101% | 1262.9064 | 285.4253 | 0.068866 | 15.72% | 9.912% | 1.09% | 1.036% | 13960.5081 | 2950.2382 | 136953.6849 | 134701.1026 | 135964.009 | 1960.5623 | 100.9% | 1262.9064 | 0.069231 | 15.71% | 9.897% | 1.074% | 1.021%
658 | 130739.6532 | 8034.3289 | 138773.9821 | 128959.8136 | 101.4% | 1779.8397 | 193.4571 | 0.057565 | 16.21% | 10.38% | 1.582% | 1.503% | 9231.7681 | 3610.3163 | 134349.9695 | 126774.7715 | 129647.1322 | -1092.521 | 102.3% | 2872.3607 | 0.039328 | 17.23% | 11.34% | 2.597% | 2.467%
659 | 133366.9561 | 3982.3741 | 137349.3302 | 131977.152 | 101.1% | 1389.8041 | 263.6121 | 0.066187 | 15.84% | 10.02% | 1.207% | 1.147% | 12832.3575 | 1000 | 134366.9561 | 128503.1841 | 131629.9721 | -1736.984 | 102.4% | 3126.7881 | 0.036256 | 17.42% | 11.53% | 2.789% | 2.649%
660 | 131287.6131 | 8514.99 | 139802.6031 | 129266.0669 | 101.6% | 2021.5462 | 154.0479 | 0.052722 | 16.43% | 10.58% | 1.792% | 1.703% | 7381.9714 | 5125.0146 | 136412.6277 | 128712.4753 | 131010.8173 | -276.7958 | 101.8% | 2298.342 | 0.048131 | 16.68% | 10.82% | 2.046% | 1.944%
661 | 125613.1141 | 8443.0624 | 134056.1765 | 123588.0054 | 101.6% | 2025.1087 | 138.017 | 0.050828 | 16.51% | 10.66% | 1.878% | 1.784% | 6327.9127 | 1308.1777 | 126921.2918 | 127145.0069 | 126921.2918 | 1308.1777 | 99.82% | -223.715 | 0.10696 | 14.43% | 8.685% | -0.2022% | -0.1916%
662 | 133397.4149 | 5622.4966 | 139019.9115 | 131348.2071 | 101.6% | 2049.2078 | 154.8454 | 0.05282 | 16.42% | 10.57% | 1.788% | 1.699% | 7539.4333 | 3760.2606 | 137157.6755 | 131943.7445 | 133992.9523 | 595.5374 | 101.6% | 2049.2078 | 0.053006 | 16.41% | 10.57% | 1.78% | 1.691%
663 | 134184.4971 | 6099.2953 | 140283.7924 | 132261.567 | 101.5% | 1922.9301 | 177.6356 | 0.055621 | 16.3% | 10.46% | 1.666% | 1.583% | 8700.1193 | 2158.8487 | 136343.3458 | 130551.1862 | 133329.3067 | -855.1904 | 102.1% | 2778.1205 | 0.041854 | 17.07% | 11.19% | 2.439% | 2.317%
664 | 124881.5473 | 7199.6699 | 132081.2171 | 122778.1916 | 101.7% | 2103.3557 | 122.026 | 0.049461 | 16.6% | 10.74% | 1.963% | 1.865% | 5562.1615 | 4376.0205 | 129257.5678 | 123776.8388 | 125880.1945 | 998.6473 | 101.7% | 2103.3557 | 0.049714 | 16.58% | 10.73% | 1.947% | 1.85%
665 | 126279.7829 | 4839.6031 | 131119.3861 | 124329.5307 | 101.6% | 1950.2523 | 153.031 | 0.052597 | 16.43% | 10.58% | 1.798% | 1.708% | 7053.5235 | 4452.0214 | 130731.8043 | 124819.9045 | 126770.1568 | 490.3739 | 101.6% | 1950.2523 | 0.052759 | 16.42% | 10.58% | 1.791% | 1.701%
666 | 126363.8775 | 4891.5049 | 131255.3824 | 125945.6768 | 100.3% | 418.2007 | 418.2781 | 0.08859 | 15.01% | 9.238% | 0.3801% | 0.3615% | 19292.1633 | 3118.9329 | 129482.8103 | 125677.8937 | 126229.9859 | -133.8915 | 100.4% | 552.0923 | 0.084905 | 15.14% | 9.354% | 0.5031% | 0.4783%
667 | 133266.9639 | 7745.4385 | 141012.4024 | 132093.4502 | 100.9% | 1173.5138 | 298.9339 | 0.070527 | 15.65% | 9.843% | 1.018% | 0.9673% | 14540.8725 | 5698.8936 | 138965.8576 | 129830.0273 | 132135.2525 | -1131.7115 | 101.8% | 2305.2252 | 0.048316 | 16.67% | 10.81% | 2.035% | 1.933%
668 | 131293.4728 | 6662.5888 | 137956.0616 | 129662.1135 | 101.3% | 1631.3593 | 219.6269 | 0.06078 | 16.08% | 10.25% | 1.442% | 1.37% | 10524.9864 | 2223.5902 | 133517.063 | 131170.7228 | 132802.0821 | 1508.6093 | 101.2% | 1631.3593 | 0.061162 | 16.06% | 10.23% | 1.425% | 1.354%
669 | 132752.2303 | 4015.7908 | 136768.0211 | 131317.8251 | 101.1% | 1434.4052 | 255.1979 | 0.065152 | 15.88% | 10.07% | 1.252% | 1.189% | 12365.5025 | 4596.3133 | 137348.5436 | 133408.3267 | 134842.7319 | 2090.5016 | 101.1% | 1434.4052 | 0.065603 | 15.87% | 10.05% | 1.232% | 1.171%
670 | 136245.3405 | 3892.724 | 140138.0645 | 135424.1657 | 100.6% | 821.1748 | 359.4285 | 0.079164 | 15.33% | 9.536% | 0.6946% | 0.6602% | 17874.2149 | 4334.7094 | 140580.0499 | 132378.5549 | 134722.5351 | -1522.8054 | 101.8% | 2343.9802 | 0.048406 | 16.66% | 10.8% | 2.029% | 1.928%
671 | 134000.1561 | 3042.7745 | 137042.9306 | 133101.1771 | 100.7% | 898.9791 | 344.6238 | 0.076791 | 15.41% | 9.612% | 0.7737% | 0.7354% | 16855.5709 | 1741.2218 | 135741.3779 | 133575.7721 | 134474.7512 | 474.5951 | 100.7% | 898.9791 | 0.076874 | 15.4% | 9.609% | 0.771% | 0.7327%
672 | 125357.373 | 4605.6282 | 129963.0012 | 123878.1284 | 101.2% | 1479.2446 | 233.3648 | 0.062469 | 16% | 10.18% | 1.368% | 1.3% | 10677.7095 | 6006.742 | 131364.1151 | 121342.3043 | 124089.461 | -1267.9121 | 102.3% | 2747.1567 | 0.03936 | 17.23% | 11.34% | 2.595% | 2.465%
673 | 128617.0713 | 8869.5028 | 137486.5741 | 127116.2553 | 101.2% | 1500.816 | 236.246 | 0.062823 | 15.99% | 10.16% | 1.353% | 1.285% | 11090.6217 | 4340.5648 | 132957.6361 | 126349.568 | 128233.7277 | -383.3436 | 101.5% | 1884.1596 | 0.054637 | 16.34% | 10.5% | 1.709% | 1.624%
674 | 127459.0143 | 8538.9998 | 135998.014 | 125496.4202 | 101.6% | 1962.5941 | 154.0479 | 0.052722 | 16.43% | 10.58% | 1.792% | 1.703% | 7166.699 | 2042.0471 | 129501.0613 | 124264.8907 | 126843.2495 | -615.7647 | 102.1% | 2578.3588 | 0.042827 | 17.01% | 11.14% | 2.378% | 2.259%
675 | 134479.4766 | 4137.8301 | 138617.3067 | 133231.5844 | 100.9% | 1247.8922 | 288.5955 | 0.069256 | 15.71% | 9.896% | 1.073% | 1.02% | 14165.7145 | 1226.9292 | 135706.4058 | 130938.5541 | 133332.9615 | -1146.5152 | 101.8% | 2394.4074 | 0.047343 | 16.73% | 10.87% | 2.096% | 1.991%
676 | 139458.8506 | 1645.5842 | 141104.4348 | 138663.6945 | 100.6% | 795.1561 | 366.4968 | 0.080295 | 15.29% | 9.501% | 0.6568% | 0.6243% | 18655.5957 | 2031.1971 | 141490.0478 | 137820.2959 | 139037.1513 | -421.6993 | 100.9% | 1216.8554 | 0.070671 | 15.64% | 9.837% | 1.012% | 0.9613%
677 | 125418.9787 | 6420.6661 | 131839.6448 | 123527.8297 | 101.5% | 1891.149 | 161.1063 | 0.05359 | 16.39% | 10.54% | 1.754% | 1.667% | 7375.1104 | 3555.153 | 128974.1317 | 120762.9892 | 124036.5584 | -1382.4202 | 102.7% | 3273.5693 | 0.032365 | 17.74% | 11.83% | 3.107% | 2.951%
678 | 136578.4751 | 5240.8904 | 141819.3655 | 134563.6447 | 101.5% | 2014.8304 | 168.3241 | 0.054477 | 16.35% | 10.51% | 1.716% | 1.63% | 8391.1505 | 5543.6103 | 142122.0853 | 134385.8351 | 136489.5702 | -88.9048 | 101.6% | 2103.7352 | 0.05268 | 16.43% | 10.58% | 1.794% | 1.704%
679 | 132651.4847 | 5125.0434 | 137776.5282 | 130602.8285 | 101.6% | 2048.6562 | 153.031 | 0.052597 | 16.43% | 10.58% | 1.798% | 1.708% | 7409.4233 | 3727.1096 | 136378.5943 | 136057.1072 | 136378.5943 | 3727.1096 | 100.2% | 321.4871 | 0.091881 | 14.9% | 9.133% | 0.2703% | 0.2573%
680 | 128330.5518 | 6339.6264 | 134670.1782 | 126876.5834 | 101.1% | 1453.9683 | 243.6832 | 0.063738 | 15.95% | 10.12% | 1.313% | 1.248% | 11414.2789 | 1703.6501 | 130034.2019 | 126701.2795 | 128242.8998 | -87.652 | 101.2% | 1541.6203 | 0.061872 | 16.03% | 10.2% | 1.394% | 1.325%
681 | 130275.5761 | 7708.614 | 137984.1901 | 129084.5458 | 100.9% | 1191.0303 | 291.5864 | 0.069624 | 15.69% | 9.881% | 1.057% | 1.005% | 13865.1025 | 2975.7212 | 133251.2973 | 128083.0098 | 129774.8081 | -500.768 | 101.3% | 1691.7983 | 0.059128 | 16.15% | 10.31% | 1.514% | 1.438%
682 | 129386.7711 | 5146.4373 | 134533.2084 | 127900.4129 | 101.2% | 1486.3582 | 240.2238 | 0.063312 | 15.96% | 10.14% | 1.332% | 1.265% | 11344.8495 | 1000 | 130386.7711 | 125796.7773 | 128334.9533 | -1051.8178 | 102% | 2538.176 | 0.043876 | 16.95% | 11.07% | 2.312% | 2.197%
683 | 138281.0542 | 3973.5935 | 142254.6478 | 136879.7412 | 101% | 1401.3131 | 269.9028 | 0.066959 | 15.81% | 9.991% | 1.173% | 1.115% | 13622.6931 | 2312.498 | 140593.5522 | 139673.4895 | 140593.5522 | 2312.498 | 100.7% | 920.0627 | 0.077365 | 15.39% | 9.593% | 0.7546% | 0.7172%
684 | 137629.6172 | 5788.1185 | 143417.7356 | 136286.7469 | 101% | 1342.8702 | 278.1476 | 0.067972 | 15.76% | 9.949% | 1.129% | 1.073% | 13972.6897 | 3358.8677 | 140988.4849 | 137754.0286 | 139096.8988 | 1467.2817 | 101% | 1342.8702 | 0.068249 | 15.75% | 9.938% | 1.117% | 1.061%
685 | 128553.7992 | 4595.6214 | 133149.4206 | 127156.4274 | 101.1% | 1397.3718 | 253.7723 | 0.064977 | 15.89% | 10.07% | 1.259% | 1.196% | 11907.5366 | 1000 | 129553.7992 | 130078.5557 | 129553.7992 | 1000 | 99.6% | -524.7565 | 0.11817 | 14.17% | 8.437% | -0.463% | -0.4392%
686 | 136189.6241 | 3686.2529 | 139875.877 | 134948.4 | 100.9% | 1241.224 | 292.2045 | 0.0697 | 15.69% | 9.878% | 1.054% | 1.001% | 14525.2544 | 5037.7343 | 141227.3583 | 136211.053 | 137452.277 | 1262.6529 | 100.9% | 1241.224 | 0.069925 | 15.68% | 9.868% | 1.044% | 0.9921%
687 | 131361.4565 | 7996.7499 | 139358.2064 | 129887.5932 | 101.1% | 1473.8633 | 246.1058 | 0.064034 | 15.93% | 10.11% | 1.3% | 1.235% | 11800.0158 | 4044.886 | 135406.3425 | 128956.3358 | 130895.8278 | -465.6287 | 101.5% | 1939.492 | 0.0543 | 16.36% | 10.51% | 1.724% | 1.637%
688 | 125125.5032 | 8926.0427 | 134051.5459 | 123160.8165 | 101.6% | 1964.6867 | 147.3185 | 0.051896 | 16.46% | 10.61% | 1.828% | 1.737% | 6728.1555 | 6050.1304 | 131175.6336 | 124656.9759 | 126621.6625 | 1496.1593 | 101.6% | 1964.6867 | 0.0524 | 16.44% | 10.59% | 1.806% | 1.716%
689 | 133581.5573 | 5177.5797 | 138759.137 | 132022.5607 | 101.2% | 1558.9966 | 236.2061 | 0.062818 | 15.99% | 10.16% | 1.353% | 1.286% | 11516.7639 | 3063.4213 | 136644.9786 | 135769.8974 | 136644.9786 | 3063.4213 | 100.6% | 875.0812 | 0.077852 | 15.37% | 9.578% | 0.7383% | 0.7017%
690 | 135370.5711 | 2702.1104 | 138072.6815 | 134304.3238 | 100.8% | 1066.2473 | 319.2017 | 0.073018 | 15.54% | 9.741% | 0.9096% | 0.8644% | 15771.8403 | 2575.0881 | 137945.6592 | 132142.173 | 134289.4957 | -1081.0754 | 101.6% | 2147.3227 | 0.05111 | 16.5% | 10.65% | 1.862% | 1.769%
691 | 136023.5615 | 6949.1446 | 142972.7061 | 133972.5096 | 101.5% | 2051.0518 | 161.1063 | 0.05359 | 16.39% | 10.54% | 1.754% | 1.667% | 7998.7 | 1879.8858 | 137903.4473 | 135221.9265 | 137272.9783 | 1249.4168 | 101.5% | 2051.0518 | 0.053963 | 16.37% | 10.53% | 1.738% | 1.651%
692 | 135277.7298 | 1891.9962 | 137169.726 | 134326.6703 | 100.7% | 951.0595 | 337.6253 | 0.075671 | 15.44% | 9.647% | 0.8111% | 0.7709% | 16670.7109 | 1000 | 136277.7298 | 134416.5951 | 135367.6546 | 89.9248 | 100.7% | 951.0595 | 0.075687 | 15.44% | 9.647% | 0.8106% | 0.7703%
693 | 134005.7325 | 5335.316 | 139341.0485 | 131766.7293 | 101.7% | 2239.0032 | 125.0169 | 0.049716 | 16.58% | 10.73% | 1.947% | 1.85% | 6114.8361 | 1590.3325 | 135596.065 | 131898.8281 | 134137.8313 | 132.0988 | 101.7% | 2239.0032 | 0.049747 | 16.58% | 10.72% | 1.945% | 1.848%
694 | 140913.2983 | 4516.4519 | 145429.7502 | 141843.111 | 99.34% | -929.8127 | 489.4998 | 0.13059 | 13.88% | 8.162% | -0.752% | -0.7137% | 25176.6175 | 1000 | 141913.2983 | 142507.3321 | 141913.2983 | 1000 | 99.58% | -594.0338 | 0.11883 | 14.15% | 8.422% | -0.4784% | -0.4538%
695 | 126016.6589 | 6606.2254 | 132622.8843 | 125022.989 | 100.8% | 993.67 | 319.0123 | 0.072995 | 15.54% | 9.742% | 0.9106% | 0.8653% | 14673.3162 | 2044.6055 | 128061.2644 | 127056.1037 | 128049.7737 | 2033.1147 | 100.8% | 993.67 | 0.07333 | 15.53% | 9.728% | 0.896% | 0.8515%
696 | 135392.8989 | 4869.9325 | 140262.8314 | 133964.2322 | 101.1% | 1428.6667 | 260.7409 | 0.065834 | 15.86% | 10.04% | 1.222% | 1.161% | 12885.4003 | 3982.61 | 139375.5089 | 134156.4273 | 135585.094 | 192.1951 | 101.1% | 1428.6667 | 0.065874 | 15.85% | 10.04% | 1.22% | 1.159%
697 | 128492.2207 | 3029.6841 | 131521.9047 | 127650.4989 | 100.7% | 841.7218 | 348.0633 | 0.077342 | 15.39% | 9.594% | 0.7554% | 0.7179% | 16324.0498 | 2399.1871 | 130891.4077 | 127642.0208 | 128487.9816 | -4.2391 | 100.7% | 845.9608 | 0.077226 | 15.39% | 9.598% | 0.7592% | 0.7216%
698 | 128313.7382 | 10034.2994 | 138348.0377 | 126853.1253 | 101.2% | 1460.6129 | 242.5168 | 0.063594 | 15.95% | 10.13% | 1.319% | 1.254% | 11358.1544 | 7565.4101 | 135879.1483 | 124989.8114 | 127382.0813 | -931.657 | 101.9% | 2392.2699 | 0.045778 | 16.83% | 10.96% | 2.194% | 2.084%
699 | 132578.2062 | 6695.0177 | 139273.2239 | 131024.0651 | 101.2% | 1554.1411 | 235.0696 | 0.062679 | 15.99% | 10.17% | 1.359% | 1.291% | 11375.2626 | 2728.5455 | 135306.7516 | 131665.7056 | 133219.8467 | 641.6405 | 101.2% | 1554.1411 | 0.062831 | 15.99% | 10.16% | 1.353% | 1.285%
700 | 133811.6603 | 6881.7425 | 140693.4028 | 132070.1883 | 101.3% | 1741.472 | 206.6567 | 0.059187 | 16.14% | 10.31% | 1.511% | 1.436% | 10093.3706 | 2622.0785 | 136433.7388 | 131536.5581 | 133544.8452 | -266.8151 | 101.5% | 2008.287 | 0.053699 | 16.38% | 10.54% | 1.75% | 1.662%
701 | 136127.5233 | 4244.6022 | 140372.1255 | 134708.9516 | 101.1% | 1418.5717 | 263.6121 | 0.066187 | 15.84% | 10.02% | 1.207% | 1.147% | 13097.9749 | 5580.3819 | 141707.9052 | 138617.4032 | 140035.9749 | 3908.4517 | 101% | 1418.5717 | 0.066969 | 15.81% | 9.99% | 1.173% | 1.114%
702 | 133269.4579 | 8558.2557 | 141827.7137 | 131217.3956 | 101.6% | 2052.0624 | 154.0479 | 0.052722 | 16.43% | 10.58% | 1.792% | 1.703% | 7493.4056 | 7176.867 | 140446.325 | 133882.1254 | 135934.1878 | 2664.7298 | 101.5% | 2052.0624 | 0.053543 | 16.39% | 10.54% | 1.757% | 1.669%
703 | 135386.1727 | 4685.8474 | 140072.0202 | 133917.5821 | 101.1% | 1468.5906 | 254.2707 | 0.065038 | 15.89% | 10.07% | 1.257% | 1.194% | 12565.0305 | 1000 | 136386.1727 | 134436.17 | 135904.7606 | 518.5878 | 101.1% | 1468.5906 | 0.065149 | 15.89% | 10.07% | 1.252% | 1.189%
704 | 136959.6156 | 4755.5069 | 141715.1225 | 135215.2908 | 101.3% | 1744.3248 | 212.7879 | 0.05994 | 16.11% | 10.28% | 1.478% | 1.405% | 10637.3206 | 1000 | 137959.6156 | 134265.7342 | 136484.8373 | -474.7783 | 101.7% | 2219.1031 | 0.050568 | 16.53% | 10.68% | 1.894% | 1.799%
705 | 136041.4876 | 5562.3451 | 141603.8327 | 134195.1215 | 101.4% | 1846.3661 | 194.3743 | 0.057677 | 16.21% | 10.37% | 1.577% | 1.498% | 9651.6835 | 1000 | 137041.4876 | 130326.8791 | 134107.3664 | -1934.1212 | 102.9% | 3780.4873 | 0.02997 | 17.96% | 12.03% | 3.325% | 3.158%
706 | 137136.116 | 3868.9819 | 141005.0979 | 135761.7571 | 101% | 1374.3589 | 272.3553 | 0.06726 | 15.79% | 9.978% | 1.16% | 1.102% | 13632.6584 | 1000 | 138136.116 | 134738.5763 | 136624.5256 | -511.5904 | 101.4% | 1885.9493 | 0.057049 | 16.24% | 10.4% | 1.604% | 1.524%
707 | 133054.2883 | 2526.3472 | 135580.6355 | 133923.814 | 99.35% | -869.5257 | 489.4998 | 0.13028 | 13.89% | 8.169% | -0.7448% | -0.7069% | 23772.4683 | 1000 | 134054.2883 | 136906.6959 | 134054.2883 | 1000 | 97.92% | -2852.4076 | 0.22338 | 12.24% | 6.608% | -2.389% | -2.268%
708 | 135856.7993 | 4354.3846 | 140211.1839 | 137310.2958 | 98.94% | -1453.4966 | 489.4998 | 0.15158 | 13.42% | 7.724% | -1.214% | -1.153% | 24273.1858 | 1392.2322 | 137249.0315 | 136647.5777 | 135525.4402 | -331.3591 | 99.18% | -1122.1375 | 0.13876 | 13.69% | 7.982% | -0.9419% | -0.8941%
709 | 131824.6775 | 5852.7479 | 137677.4254 | 130925.6686 | 100.7% | 899.0089 | 342.2112 | 0.076405 | 15.42% | 9.624% | 0.7866% | 0.7476% | 16465.8375 | 2407.1726 | 134231.8501 | 133420.2782 | 134231.8501 | 2407.1726 | 100.6% | 811.5719 | 0.079098 | 15.33% | 9.538% | 0.6968% | 0.6623%
710 | 132317.2994 | 2924.1392 | 135241.4386 | 131749.5286 | 100.4% | 567.7708 | 397.0631 | 0.085192 | 15.13% | 9.345% | 0.4935% | 0.4692% | 19176.4864 | 3461.1235 | 135778.4229 | 126818.3659 | 129851.718 | -2465.5814 | 102.4% | 3033.3521 | 0.037015 | 17.37% | 11.48% | 2.741% | 2.604%
711 | 132398.6885 | 5926.3662 | 138325.0547 | 130759.6753 | 101.3% | 1639.0133 | 220.6338 | 0.060904 | 16.07% | 10.24% | 1.436% | 1.365% | 10662.2443 | 1974.4412 | 134373.1297 | 125313.3754 | 129675.5386 | -2723.1499 | 103.5% | 4362.1632 | 0.023022 | 18.62% | 12.67% | 3.99% | 3.79%
712 | 132153.596 | 6865.1101 | 139018.7061 | 130822.9442 | 101% | 1330.6518 | 271.3185 | 0.067134 | 15.8% | 9.984% | 1.165% | 1.107% | 13087.3354 | 6405.3526 | 138558.9486 | 131731.5184 | 133062.1702 | 908.5742 | 101% | 1330.6518 | 0.067318 | 15.79% | 9.976% | 1.157% | 1.1%
713 | 133979.6938 | 3711.0663 | 137690.7602 | 132717.0113 | 101% | 1262.6826 | 285.4253 | 0.068866 | 15.72% | 9.912% | 1.09% | 1.036% | 13958.0336 | 3853.4684 | 137833.1622 | 133202.7831 | 134465.4657 | 485.7718 | 100.9% | 1262.6826 | 0.068958 | 15.72% | 9.908% | 1.086% | 1.032%
714 | 144089.9898 | 787.377 | 144877.3668 | 145379.3176 | 99.11% | -1289.3278 | 489.4998 | 0.14199 | 13.62% | 7.911% | -1.017% | -0.9656% | 25744.1888 | 3189.6624 | 147279.6521 | 146511.8105 | 146511.8105 | 2421.8208 | 100% | 0 | 0.1 | 14.63% | 8.876% | -0.0005144% | 0%
715 | 132656.6662 | 5737.6248 | 138394.291 | 131244.2375 | 101.1% | 1412.4287 | 258.6573 | 0.065577 | 15.87% | 10.05% | 1.233% | 1.172% | 12524.1039 | 4297.4483 | 136954.1146 | 129667.9274 | 131868.5112 | -788.1551 | 101.7% | 2200.5838 | 0.049755 | 16.58% | 10.72% | 1.945% | 1.848%
716 | 139400.1891 | 1154.6114 | 140554.8005 | 137908.7953 | 101.1% | 1491.3938 | 257.5307 | 0.065439 | 15.87% | 10.05% | 1.239% | 1.177% | 13103.4394 | 1000 | 140400.1891 | 138124.9303 | 139616.3241 | 216.135 | 101.1% | 1491.3938 | 0.065483 | 15.87% | 10.05% | 1.237% | 1.176%
717 | 143627.1666 | 2421.1067 | 146048.2734 | 142566.4928 | 100.7% | 1060.6738 | 329.9189 | 0.074435 | 15.49% | 9.686% | 0.8523% | 0.81% | 17295.6402 | 3159.1333 | 146786.2999 | 141298.5063 | 142993.1734 | -633.9932 | 101.2% | 1694.6671 | 0.06233 | 16.01% | 10.18% | 1.374% | 1.306%
718 | 144722.6446 | 1362.2786 | 146084.9232 | 143897.4758 | 100.6% | 825.1688 | 366.4968 | 0.080295 | 15.29% | 9.501% | 0.6568% | 0.6243% | 19359.7404 | 1394.1391 | 146116.7837 | 141629.6037 | 143588.7085 | -1133.936 | 101.4% | 1959.1049 | 0.057483 | 16.22% | 10.38% | 1.585% | 1.506%
719 | 142573.3366 | 4255.9205 | 146829.2571 | 141472.5485 | 100.8% | 1100.788 | 322.6013 | 0.073435 | 15.52% | 9.723% | 0.8914% | 0.8472% | 16787.9364 | 1169.4363 | 143742.7729 | 142015.16 | 143115.948 | 542.6114 | 100.8% | 1100.788 | 0.073513 | 15.52% | 9.72% | 0.888% | 0.8439%
720 | 137510.6734 | 4911.0955 | 142421.7689 | 135552.2474 | 101.4% | 1958.4261 | 179.5896 | 0.055861 | 16.29% | 10.45% | 1.656% | 1.573% | 9013.8531 | 3858.904 | 141369.5774 | 135551.8397 | 137510.4696 | -0.20384 | 101.4% | 1958.6299 | 0.055857 | 16.29% | 10.45% | 1.656% | 1.573%
721 | 138964.4202 | 6619.7791 | 145584.1993 | 136545.0406 | 101.8% | 2419.3796 | 109.4346 | 0.048384 | 16.66% | 10.81% | 2.031% | 1.929% | 5550.7439 | 4598.3893 | 143562.8095 | 136783.7211 | 139203.1007 | 238.6804 | 101.8% | 2419.3796 | 0.048441 | 16.66% | 10.8% | 2.027% | 1.926%
722 | 141013.2794 | 4519.6564 | 145532.9358 | 141261.3435 | 99.82% | -248.0641 | 489.4998 | 0.10694 | 14.43% | 8.685% | -0.2018% | -0.1912% | 25194.4808 | 5318.2598 | 146331.5392 | 142472.0838 | 142472.0838 | 1458.8045 | 100% | 0 | 0.1 | 14.63% | 8.876% | -0.0005144% | 0%
723 | 134188.8955 | 4945.363 | 139134.2585 | 133412.5288 | 100.6% | 776.3667 | 364.6724 | 0.080004 | 15.3% | 9.51% | 0.6666% | 0.6336% | 17861.2692 | 4078.991 | 138267.8865 | 135298.5039 | 136074.8706 | 1885.9751 | 100.6% | 776.3667 | 0.080282 | 15.29% | 9.501% | 0.6573% | 0.6248%
724 | 129503.1265 | 6438.8763 | 135942.0028 | 127894.0128 | 101.3% | 1609.1137 | 219.6269 | 0.06078 | 16.08% | 10.25% | 1.442% | 1.37% | 10381.4654 | 3878.5401 | 133381.6666 | 125110.6385 | 128111.4394 | -1391.6871 | 102.4% | 3000.8009 | 0.036893 | 17.38% | 11.49% | 2.749% | 2.611%
725 | 129792.0634 | 3729.657 | 133521.7204 | 128397.8428 | 101.1% | 1394.2205 | 256.5836 | 0.065322 | 15.88% | 10.06% | 1.244% | 1.182% | 12155.42 | 1000 | 130792.0634 | 128349.0916 | 129767.6878 | -24.3756 | 101.1% | 1418.5961 | 0.064811 | 15.9% | 10.08% | 1.266% | 1.203%
726 | 124359.7722 | 9302.929 | 133662.7012 | 122977.6336 | 101.1% | 1382.1386 | 248.4187 | 0.06432 | 15.92% | 10.1% | 1.288% | 1.224% | 11276.0504 | 5073.4999 | 129433.2721 | 124107.9474 | 125490.086 | 1130.3138 | 101.1% | 1382.1386 | 0.064589 | 15.91% | 10.09% | 1.276% | 1.213%
727 | 134638.2014 | 7565.0697 | 142203.2711 | 133012.2121 | 101.2% | 1625.9893 | 227.2834 | 0.061722 | 16.03% | 10.21% | 1.401% | 1.331% | 11169.3773 | 6811.2573 | 141449.4587 | 133511.6355 | 135137.6249 | 499.4234 | 101.2% | 1625.9893 | 0.061843 | 16.03% | 10.2% | 1.396% | 1.326%
728 | 127580.263 | 8677.567 | 136257.8299 | 125793.3688 | 101.4% | 1786.8942 | 184.8036 | 0.056501 | 16.26% | 10.42% | 1.628% | 1.547% | 8605.7129 | 5910.1151 | 133490.3781 | 126270.5239 | 128057.4181 | 477.1551 | 101.4% | 1786.8942 | 0.056643 | 16.26% | 10.42% | 1.622% | 1.541%
729 | 140449.5518 | 2289.9383 | 142739.4901 | 139599.6272 | 100.6% | 849.9245 | 358.91 | 0.079079 | 15.33% | 9.539% | 0.6974% | 0.6629% | 18399.1954 | 2897.89 | 143347.4418 | 144819.1915 | 143347.4418 | 2897.89 | 98.98% | -1471.7498 | 0.14882 | 13.47% | 7.77% | -1.165% | -1.106%
730 | 135755.4691 | 3832.676 | 139588.1451 | 133981.2855 | 101.3% | 1774.1836 | 205.4603 | 0.059039 | 16.15% | 10.32% | 1.517% | 1.442% | 10180.7123 | 1000 | 136755.4691 | 133685.5808 | 135607.6167 | -147.8523 | 101.4% | 1922.0359 | 0.056047 | 16.28% | 10.44% | 1.648% | 1.565%
731 | 131345.7625 | 5173.434 | 136519.1965 | 129665.9052 | 101.3% | 1679.8573 | 211.6115 | 0.059795 | 16.12% | 10.29% | 1.485% | 1.411% | 10144.9085 | 3475.7406 | 134821.5031 | 128601.9561 | 130813.7879 | -531.9745 | 101.7% | 2211.8318 | 0.049337 | 16.6% | 10.75% | 1.971% | 1.873%
732 | 130965.1026 | 7533.4356 | 138498.5381 | 128640.0021 | 101.8% | 2325.1004 | 101.798 | 0.047731 | 16.7% | 10.84% | 2.071% | 1.968% | 4866.1756 | 1731.3709 | 132696.4734 | 126724.307 | 130007.255 | -957.8476 | 102.6% | 3282.948 | 0.03388 | 17.6% | 11.7% | 2.969% | 2.821%
733 | 133378.2727 | 4774.2305 | 138152.5032 | 132028.946 | 101% | 1349.3267 | 270.2817 | 0.067006 | 15.8% | 9.989% | 1.171% | 1.113% | 13158.141 | 3046.6413 | 136424.914 | 134288.1503 | 135637.477 | 2259.2043 | 101% | 1349.3267 | 0.067459 | 15.78% | 9.97% | 1.151% | 1.094%
734 | 140180.2825 | 1899.2418 | 142079.5243 | 139429.0611 | 100.5% | 751.2215 | 373.934 | 0.081486 | 15.25% | 9.463% | 0.6171% | 0.5866% | 19132.6333 | 1000 | 141180.2825 | 141126.4697 | 141180.2825 | 1000 | 100% | 53.8128 | 0.09869 | 14.68% | 8.918% | 0.0432% | 0.04152%
735 | 135640.6532 | 2575.4554 | 138216.1086 | 135290.6994 | 100.3% | 349.9538 | 434.0199 | 0.091112 | 14.93% | 9.158% | 0.296% | 0.2816% | 21487.8187 | 1000 | 136640.6532 | 132000.9332 | 133995.7701 | -1644.8831 | 101.5% | 1994.8369 | 0.05411 | 16.37% | 10.52% | 1.732% | 1.645%
736 | 130871.5211 | 5948.7055 | 136820.2266 | 129698.2951 | 100.9% | 1173.226 | 295.4645 | 0.070101 | 15.67% | 9.861% | 1.036% | 0.9849% | 14113.7786 | 3387.5074 | 134259.0285 | 127192.9652 | 129618.8561 | -1252.665 | 101.9% | 2425.891 | 0.045901 | 16.82% | 10.95% | 2.186% | 2.077%
737 | 127723.9476 | 9647.3479 | 137371.2954 | 126343.0035 | 101.1% | 1380.9441 | 255.0483 | 0.065134 | 15.89% | 10.07% | 1.252% | 1.19% | 11890.1604 | 5183.0892 | 132907.0368 | 122302.1741 | 125703.5329 | -2020.4147 | 102.8% | 3401.3588 | 0.031478 | 17.82% | 11.9% | 3.188% | 3.028%
738 | 140507.587 | 2810.9945 | 143318.5816 | 140230.2711 | 100.2% | 277.316 | 447.0798 | 0.093205 | 14.86% | 9.092% | 0.2262% | 0.2153% | 22928.6092 | 2768.8443 | 143276.4314 | 133740.847 | 137262.875 | -3244.712 | 102.6% | 3522.028 | 0.033339 | 17.65% | 11.74% | 3.018% | 2.867%
739 | 136170.0558 | 4722.6609 | 140892.7167 | 134602.9614 | 101.2% | 1567.0943 | 239.7752 | 0.063256 | 15.97% | 10.14% | 1.334% | 1.268% | 11917.3217 | 1555.1158 | 137725.1716 | 135665.5618 | 137232.6562 | 1062.6004 | 101.2% | 1567.0943 | 0.063497 | 15.96% | 10.13% | 1.324% | 1.258%
740 | 135508.7585 | 3869.8667 | 139378.6251 | 135071.8865 | 100.3% | 436.8719 | 420.1224 | 0.088886 | 15% | 9.228% | 0.3703% | 0.3521% | 20779.5488 | 1000 | 136508.7585 | 133090.1012 | 134517.8658 | -990.8927 | 101.1% | 1427.7646 | 0.065667 | 15.86% | 10.04% | 1.229% | 1.168%
741 | 134991.317 | 4115.8613 | 139107.1783 | 133719.1004 | 101% | 1272.2166 | 285.4253 | 0.068866 | 15.72% | 9.912% | 1.09% | 1.036% | 14063.4247 | 3319.3969 | 138310.7139 | 139929.9022 | 138310.7139 | 3319.3969 | 98.84% | -1619.1883 | 0.15802 | 13.31% | 7.616% | -1.327% | -1.26%
742 | 123981.8411 | 7579.2535 | 131561.0946 | 122293.9997 | 101.4% | 1687.8414 | 193.4571 | 0.057565 | 16.21% | 10.38% | 1.582% | 1.503% | 8754.5865 | 2283.9542 | 126265.7953 | 121825.8201 | 123747.7513 | -234.0898 | 101.6% | 1921.9312 | 0.05236 | 16.44% | 10.59% | 1.808% | 1.718%
743 | 132761.616 | 4635.4532 | 137397.0692 | 131362.6211 | 101.1% | 1398.9948 | 261.0599 | 0.065872 | 15.85% | 10.04% | 1.22% | 1.16% | 12650.4392 | 2406.3412 | 135167.9571 | 135438.594 | 135167.9571 | 2406.3412 | 99.8% | -270.6369 | 0.10814 | 14.4% | 8.659% | -0.2296% | -0.2176%
744 | 133598.9085 | 2721.9724 | 136320.8809 | 131962.2759 | 101.2% | 1636.6327 | 223.4651 | 0.061253 | 16.05% | 10.23% | 1.421% | 1.35% | 10896.9652 | 2168.7446 | 135767.6532 | 133371.8878 | 135008.5204 | 1409.6119 | 101.2% | 1636.6327 | 0.061599 | 16.04% | 10.21% | 1.406% | 1.336%
745 | 129486.3469 | 3743.1163 | 133229.4632 | 128311.4387 | 100.9% | 1174.9082 | 293.0918 | 0.069808 | 15.68% | 9.873% | 1.049% | 0.9969% | 13852.254 | 3668.157 | 133154.5038 | 130132.7214 | 131307.6296 | 1821.2827 | 100.9% | 1174.9082 | 0.070146 | 15.67% | 9.859% | 1.034% | 0.983%
746 | 134092.6 | 5197.3876 | 139289.9876 | 132130.0013 | 101.5% | 1962.5987 | 170.8863 | 0.054792 | 16.34% | 10.49% | 1.702% | 1.617% | 8363.8238 | 2464.8779 | 136557.4779 | 134133.6053 | 136096.204 | 2003.604 | 101.5% | 1962.5987 | 0.055376 | 16.31% | 10.47% | 1.677% | 1.593%
747 | 132476.3894 | 5740.4684 | 138216.8578 | 130678.4091 | 101.4% | 1797.9803 | 194.3743 | 0.057677 | 16.21% | 10.37% | 1.577% | 1.498% | 9398.7519 | 1000 | 133476.3894 | 128412.2154 | 131343.2925 | -1133.0969 | 102.3% | 2931.0771 | 0.039019 | 17.25% | 11.36% | 2.616% | 2.485%
748 | 135432.1544 | 2766.9016 | 138199.0561 | 134395.645 | 100.8% | 1036.5094 | 324.0668 | 0.073615 | 15.52% | 9.716% | 0.8836% | 0.8397% | 16019.51 | 1951.6216 | 137383.776 | 134441.5784 | 135478.0878 | 45.9334 | 100.8% | 1036.5094 | 0.073622 | 15.52% | 9.716% | 0.8833% | 0.8394%
749 | 129882.063 | 6205.9536 | 136088.0166 | 127620.8078 | 101.8% | 2261.2552 | 109.4346 | 0.048384 | 16.66% | 10.81% | 2.031% | 1.929% | 5187.9616 | 2905.5926 | 132787.6555 | 126107.3755 | 129125.3468 | -756.7161 | 102.4% | 3017.9713 | 0.036991 | 17.38% | 11.48% | 2.743% | 2.606%
750 | 139941.5588 | 5754.1133 | 145695.6721 | 138911.923 | 100.7% | 1029.6358 | 330.5071 | 0.07453 | 15.48% | 9.683% | 0.8492% | 0.807% | 16881.8622 | 2616.9467 | 142558.5055 | 137207.2489 | 139089.2218 | -852.337 | 101.4% | 1881.9728 | 0.057789 | 16.21% | 10.37% | 1.572% | 1.493%
751 | 138429.3137 | 3977.8538 | 142407.1675 | 140267.7658 | 98.69% | -1838.4521 | 489.4998 | 0.16805 | 13.13% | 7.449% | -1.503% | -1.427% | 24732.8103 | 3348.8573 | 141778.1709 | 144749.3652 | 141778.1709 | 3348.8573 | 97.95% | -2971.1943 | 0.22069 | 12.28% | 6.641% | -2.354% | -2.235%
752 | 147365.6537 | 3256.6995 | 150622.3533 | 146598.0902 | 100.5% | 767.5635 | 377.194 | 0.082009 | 15.23% | 9.446% | 0.5997% | 0.5701% | 20288.6861 | 3488.0399 | 150853.6936 | 147498.6975 | 148266.261 | 900.6073 | 100.5% | 767.5635 | 0.082118 | 15.23% | 9.443% | 0.596% | 0.5666%
753 | 139023.2673 | 2369.7148 | 141392.9821 | 141275 | 98.41% | -2251.7327 | 489.4998 | 0.18655 | 12.81% | 7.141% | -1.828% | -1.735% | 24838.9305 | 1000 | 140023.2673 | 147489.2114 | 140023.2673 | 1000 | 94.94% | -7465.9442 | 0.62198 | 8.83% | 3.365% | -5.803% | -5.511%
754 | 134198.5336 | 4821.9995 | 139020.5332 | 132931.7047 | 101% | 1266.8289 | 285.0863 | 0.068824 | 15.73% | 9.914% | 1.092% | 1.038% | 13964.2292 | 3253.2591 | 137451.7928 | 132659.445 | 134062.4038 | -136.1298 | 101.1% | 1402.9588 | 0.066068 | 15.85% | 10.03% | 1.212% | 1.151%
755 | 130097.0855 | 6992.145 | 137089.2305 | 128525.938 | 101.2% | 1571.1475 | 227.2834 | 0.061722 | 16.03% | 10.21% | 1.401% | 1.331% | 10792.6533 | 2273.4881 | 132370.5736 | 131832.1831 | 132370.5736 | 2273.4881 | 100.4% | 538.3905 | 0.085967 | 15.1% | 9.321% | 0.4676% | 0.4446%
756 | 137636.6542 | 5443.2575 | 143079.9117 | 135987.897 | 101.2% | 1648.7572 | 229.4368 | 0.061986 | 16.02% | 10.2% | 1.389% | 1.32% | 11526.3055 | 2250.9376 | 139887.5918 | 139009.2038 | 139887.5918 | 2250.9376 | 100.6% | 878.388 | 0.078287 | 15.36% | 9.564% | 0.7238% | 0.688%
757 | 136014.6964 | 4043.672 | 140058.3684 | 134597.3005 | 101.1% | 1417.3959 | 263.6121 | 0.066187 | 15.84% | 10.02% | 1.207% | 1.147% | 13087.1189 | 6371.092 | 142385.7885 | 134822.0813 | 136239.4772 | 224.7808 | 101.1% | 1417.3959 | 0.066233 | 15.84% | 10.02% | 1.205% | 1.145%
758 | 131128.8224 | 4888.0359 | 136016.8583 | 129277.8693 | 101.4% | 1850.9531 | 182.3811 | 0.056204 | 16.27% | 10.44% | 1.641% | 1.559% | 8729.1256 | 3047.2368 | 134176.0592 | 127439.586 | 130209.6808 | -919.1417 | 102.2% | 2770.0947 | 0.041016 | 17.12% | 11.24% | 2.491% | 2.367%
759 | 127771.4797 | 6328.4175 | 134099.8972 | 125975.2609 | 101.4% | 1796.2188 | 183.6571 | 0.05636 | 16.27% | 10.43% | 1.634% | 1.552% | 8565.1429 | 4695.764 | 132467.2437 | 123664.7741 | 126616.2363 | -1155.2434 | 102.4% | 2951.4622 | 0.03711 | 17.37% | 11.47% | 2.735% | 2.599%
760 | 135153.6317 | 4862.4437 | 140016.0754 | 133432.308 | 101.3% | 1721.3237 | 212.7879 | 0.05994 | 16.11% | 10.28% | 1.478% | 1.405% | 10497.0542 | 3977.9596 | 139131.5913 | 132663.0691 | 134769.0123 | -384.6194 | 101.6% | 2105.9431 | 0.052101 | 16.45% | 10.6% | 1.819% | 1.728%
761 | 137713.753 | 4110.8583 | 141824.6113 | 136616.7616 | 100.8% | 1096.9914 | 317.2577 | 0.072779 | 15.55% | 9.75% | 0.92% | 0.8742% | 15947.1229 | 1000 | 138713.753 | 136503.6638 | 137657.2041 | -56.5489 | 100.8% | 1153.5403 | 0.071669 | 15.6% | 9.796% | 0.9682% | 0.9201%
762 | 134692.7197 | 7034.1395 | 141726.8592 | 132424.1163 | 101.7% | 2268.6034 | 122.026 | 0.049461 | 16.6% | 10.74% | 1.963% | 1.865% | 5999.1462 | 4823.2627 | 139515.9824 | 130111.6155 | 133536.4693 | -1156.2504 | 102.6% | 3424.8538 | 0.033355 | 17.65% | 11.74% | 3.017% | 2.866%
763 | 122181.1624 | 7582.6124 | 129763.7748 | 119923.2089 | 101.9% | 2257.9536 | 85.6276 | 0.046349 | 16.79% | 10.93% | 2.158% | 2.05% | 3818.658 | 6503.618 | 128684.7805 | 119875.2244 | 122157.1702 | -23.9922 | 101.9% | 2281.9458 | 0.045968 | 16.81% | 10.95% | 2.182% | 2.073%
764 | 127570.2537 | 9839.8502 | 137410.1039 | 125674.811 | 101.5% | 1895.4427 | 165.9913 | 0.054189 | 16.36% | 10.52% | 1.728% | 1.642% | 7729.0758 | 5395.426 | 132965.6797 | 124032.4601 | 126749.0782 | -821.1755 | 102.2% | 2716.6182 | 0.040712 | 17.14% | 11.26% | 2.51% | 2.385%
765 | 131161.2946 | 10142.5185 | 141303.8131 | 129743.1861 | 101.1% | 1418.1085 | 255.0483 | 0.065134 | 15.89% | 10.07% | 1.252% | 1.19% | 12210.1521 | 5418.6895 | 136579.9842 | 129384.3057 | 130981.8544 | -179.4402 | 101.2% | 1597.5487 | 0.061398 | 16.05% | 10.22% | 1.415% | 1.344%
766 | 132663.9235 | 5564.5774 | 138228.5009 | 131139.9183 | 101.2% | 1524.0052 | 240.2238 | 0.063312 | 15.96% | 10.14% | 1.332% | 1.265% | 11632.1957 | 2345.3076 | 135009.2311 | 130813.083 | 132500.5058 | -163.4177 | 101.3% | 1687.4228 | 0.059942 | 16.11% | 10.28% | 1.478% | 1.404%
767 | 120934.7043 | 9470.7901 | 130405.4944 | 119053.9501 | 101.6% | 1880.7542 | 150.6383 | 0.052303 | 16.44% | 10.6% | 1.81% | 1.72% | 6649.3519 | 3805.0407 | 124739.745 | 117123.9892 | 119969.7238 | -964.9805 | 102.4% | 2845.7347 | 0.036322 | 17.42% | 11.52% | 2.785% | 2.645%
768 | 134561.5268 | 3844.6151 | 138406.1418 | 133586.1511 | 100.7% | 975.3756 | 332.8798 | 0.074911 | 15.47% | 9.671% | 0.8365% | 0.795% | 16349.378 | 3173.4532 | 137734.98 | 132826.8422 | 134181.8723 | -379.6545 | 101% | 1355.0301 | 0.067054 | 15.8% | 9.987% | 1.169% | 1.111%
769 | 127679.4677 | 4887.0034 | 132566.4711 | 126291.5998 | 101.1% | 1387.8679 | 253.7723 | 0.064977 | 15.89% | 10.07% | 1.259% | 1.196% | 11826.55 | 2059.3321 | 129738.7998 | 125082.9568 | 127075.1462 | -604.3215 | 101.6% | 1992.1894 | 0.051962 | 16.46% | 10.61% | 1.825% | 1.734%
770 | 132125.61 | 4038.1304 | 136163.7404 | 130623.7907 | 101.1% | 1501.8193 | 242.8856 | 0.063639 | 15.95% | 10.13% | 1.317% | 1.252% | 11713.3651 | 2217.1841 | 134342.7941 | 132692.8775 | 134194.6968 | 2069.0868 | 101.1% | 1501.8193 | 0.064111 | 15.93% | 10.11% | 1.297% | 1.232%
771 | 126366.4776 | 7107.0059 | 133473.4834 | 124976.7888 | 101.1% | 1389.6888 | 250.9808 | 0.064634 | 15.91% | 10.09% | 1.274% | 1.211% | 11576.1799 | 5484.1374 | 131850.615 | 125287.7792 | 126677.468 | 310.9904 | 101.1% | 1389.6888 | 0.064707 | 15.9% | 10.08% | 1.271% | 1.208%
772 | 136757.6242 | 5120.1465 | 141877.7707 | 134827.2176 | 101.4% | 1930.4066 | 182.3811 | 0.056204 | 16.27% | 10.44% | 1.641% | 1.559% | 9103.8298 | 4210.5711 | 140968.1953 | 131846.5771 | 135267.3039 | -1490.3203 | 102.6% | 3420.7269 | 0.033831 | 17.61% | 11.7% | 2.974% | 2.825%
773 | 140192.0213 | 5197.8879 | 145389.9092 | 138671.2996 | 101.1% | 1520.7217 | 254.2707 | 0.065038 | 15.89% | 10.07% | 1.257% | 1.194% | 13011.0557 | 3589.8292 | 143781.8505 | 137719.6533 | 139716.1981 | -475.8232 | 101.4% | 1996.5449 | 0.055731 | 16.29% | 10.45% | 1.661% | 1.578%
774 | 134189.2357 | 4128.8996 | 138318.1352 | 132748.9888 | 101.1% | 1440.2469 | 256.783 | 0.065346 | 15.88% | 10.06% | 1.243% | 1.181% | 12576.9944 | 2691.4695 | 136880.7052 | 131149.4092 | 133389.4459 | -799.7898 | 101.7% | 2240.0367 | 0.049555 | 16.59% | 10.74% | 1.957% | 1.86%
775 | 140389.8733 | 3510.019 | 143899.8924 | 139439.8709 | 100.7% | 950.0024 | 343.3577 | 0.076589 | 15.41% | 9.618% | 0.7805% | 0.7418% | 17594.4398 | 3147.1751 | 143537.0484 | 141431.3623 | 142381.3647 | 1991.4914 | 100.7% | 950.0024 | 0.076919 | 15.4% | 9.608% | 0.7695% | 0.7313%
776 | 133535.4506 | 4408.0213 | 137943.4719 | 131882.4031 | 101.3% | 1653.0475 | 220.6438 | 0.060905 | 16.07% | 10.24% | 1.436% | 1.365% | 10754.2752 | 3874.0987 | 137409.5494 | 132571.7681 | 134224.8156 | 689.3649 | 101.2% | 1653.0475 | 0.061077 | 16.06% | 10.23% | 1.429% | 1.358%
777 | 130250.4713 | 4402.2894 | 134652.7607 | 128238.8961 | 101.6% | 2011.5752 | 153.031 | 0.052597 | 16.43% | 10.58% | 1.798% | 1.708% | 7275.3115 | 3496.4305 | 133746.9018 | 130336.7739 | 132348.3491 | 2097.8778 | 101.5% | 2011.5752 | 0.053262 | 16.4% | 10.56% | 1.769% | 1.68%
778 | 130289.4083 | 7383.8739 | 137673.2822 | 128582.7241 | 101.3% | 1706.6842 | 204.7924 | 0.058958 | 16.15% | 10.32% | 1.521% | 1.445% | 9739.0309 | 2998.7051 | 133288.1134 | 128713.9278 | 130420.612 | 131.2038 | 101.3% | 1706.6842 | 0.058993 | 16.15% | 10.32% | 1.519% | 1.444%
779 | 129608.8797 | 6904.2511 | 136513.1309 | 128467.5781 | 100.9% | 1141.3017 | 298.9339 | 0.070527 | 15.65% | 9.843% | 1.018% | 0.9673% | 14141.7358 | 6148.9357 | 135757.8154 | 129894.3408 | 131035.6425 | 1426.7627 | 100.9% | 1141.3017 | 0.070784 | 15.64% | 9.833% | 1.007% | 0.9566%
780 | 132629.4479 | 6782.1877 | 139411.6356 | 130925.6126 | 101.3% | 1703.8352 | 210.3553 | 0.059641 | 16.12% | 10.29% | 1.491% | 1.417% | 10183.2481 | 3021.3618 | 135650.8097 | 133667.1685 | 135371.0038 | 2741.5559 | 101.3% | 1703.8352 | 0.060345 | 16.09% | 10.26% | 1.461% | 1.388%
781 | 140813.8819 | 3218.603 | 144032.4849 | 140462.1263 | 100.3% | 351.7555 | 435.7844 | 0.091395 | 14.92% | 9.149% | 0.2866% | 0.2727% | 22398.0422 | 2582.1946 | 143396.0764 | 137570.6484 | 139368.1429 | -1445.7389 | 101.3% | 1797.4945 | 0.059504 | 16.13% | 10.3% | 1.497% | 1.423%
782 | 133341.4748 | 6761.9282 | 140103.4031 | 131998.8623 | 101% | 1342.6125 | 271.3185 | 0.067134 | 15.8% | 9.984% | 1.165% | 1.107% | 13204.9725 | 1527.2789 | 134868.7537 | 131392.1923 | 133038.1398 | -303.335 | 101.3% | 1645.9476 | 0.060924 | 16.07% | 10.24% | 1.435% | 1.364%
783 | 136557.8901 | 6312.2303 | 142870.1204 | 134957.0973 | 101.2% | 1600.7928 | 235.0696 | 0.062679 | 15.99% | 10.17% | 1.359% | 1.291% | 11716.721 | 2734.9986 | 139292.8887 | 137214.9829 | 138815.7756 | 2257.8855 | 101.2% | 1600.7928 | 0.063193 | 15.97% | 10.15% | 1.337% | 1.27%
784 | 129672.6007 | 7387.2467 | 137059.8474 | 127962.6305 | 101.3% | 1709.9702 | 202.8583 | 0.05872 | 16.16% | 10.33% | 1.531% | 1.455% | 9601.3844 | 8029.2255 | 137701.8262 | 130610.5627 | 132320.5328 | 2647.9321 | 101.3% | 1709.9702 | 0.059435 | 16.13% | 10.3% | 1.5% | 1.425%
785 | 135841.0319 | 6129.0326 | 141970.0645 | 134373.0596 | 101.1% | 1467.9723 | 255.168 | 0.065148 | 15.89% | 10.07% | 1.252% | 1.189% | 12651.7329 | 3212.2906 | 139053.3225 | 132850.3175 | 135079.6608 | -761.3711 | 101.7% | 2229.3434 | 0.050104 | 16.56% | 10.7% | 1.923% | 1.827%
786 | 131393.3247 | 7172.7699 | 138566.0946 | 129468.6787 | 101.5% | 1924.646 | 170.6271 | 0.054759 | 16.34% | 10.49% | 1.704% | 1.619% | 8183.0295 | 2223.4197 | 133616.7444 | 128808.3172 | 131063.144 | -330.1807 | 101.8% | 2254.8267 | 0.048775 | 16.64% | 10.78% | 2.006% | 1.906%
787 | 133756.3512 | 5377.6427 | 139133.9939 | 132045.6634 | 101.3% | 1710.6877 | 211.6115 | 0.059795 | 16.12% | 10.29% | 1.485% | 1.411% | 10331.098 | 1000 | 134756.3512 | 133520.9731 | 134756.3512 | 1000 | 100.9% | 1235.378 | 0.069556 | 15.69% | 9.884% | 1.06% | 1.007%
788 | 136054.3976 | 6377.5499 | 142431.9475 | 133890.8824 | 101.6% | 2163.5153 | 142.8921 | 0.051351 | 16.49% | 10.64% | 1.852% | 1.759% | 7095.9998 | 3741.6577 | 139796.0553 | 129082.4775 | 133650.1952 | -2404.2024 | 103.5% | 4567.7177 | 0.022494 | 18.69% | 12.73% | 4.056% | 3.853%
789 | 134074.9071 | 6268.8871 | 140343.7943 | 132053.2384 | 101.5% | 2021.6687 | 161.1063 | 0.05359 | 16.39% | 10.54% | 1.754% | 1.667% | 7884.1117 | 2351.8453 | 136426.7524 | 134300.814 | 136322.4827 | 2247.5756 | 101.5% | 2021.6687 | 0.054265 | 16.36% | 10.52% | 1.725% | 1.639%
790 | 116304.9604 | 7241.3362 | 123546.2967 | 114260.6201 | 101.8% | 2044.3403 | 105.716 | 0.048066 | 16.68% | 10.82% | 2.05% | 1.948% | 4487.7832 | 2949.6838 | 119254.6442 | 113619.9141 | 115984.6074 | -320.353 | 102.1% | 2364.6933 | 0.042711 | 17.02% | 11.14% | 2.385% | 2.266%
791 | 138710.7475 | 4445.8573 | 143156.6048 | 137430.1618 | 100.9% | 1280.5857 | 289.6224 | 0.069383 | 15.7% | 9.891% | 1.068% | 1.015% | 14663.4144 | 2127.4932 | 140838.2407 | 139284.3368 | 140564.9226 | 1854.1751 | 100.9% | 1280.5857 | 0.06971 | 15.69% | 9.877% | 1.053% | 1.001%
792 | 135260.695 | 6148.2134 | 141408.9085 | 133887.6142 | 101% | 1373.0808 | 269.514 | 0.066912 | 15.81% | 9.993% | 1.175% | 1.117% | 13305.9483 | 1127.2784 | 136387.9734 | 136108.6933 | 136387.9734 | 1127.2784 | 100.2% | 279.2801 | 0.092949 | 14.87% | 9.1% | 0.2347% | 0.2234%
793 | 136323.3678 | 3917.3382 | 140240.7059 | 136210.7929 | 100.1% | 112.5748 | 471.7741 | 0.09716 | 14.73% | 8.966% | 0.09423% | 0.08998% | 23474.5517 | 3560.7842 | 139884.152 | 134588.6617 | 135512.3022 | -811.0656 | 100.7% | 923.6405 | 0.076418 | 15.42% | 9.623% | 0.7862% | 0.7472%
794 | 139274.0103 | 5103.9046 | 144377.9149 | 137804.3901 | 101.1% | 1469.6202 | 260.7409 | 0.065834 | 15.86% | 10.04% | 1.222% | 1.161% | 13254.7674 | 4909.1272 | 144183.1375 | 138550.8007 | 140020.4209 | 746.4106 | 101.1% | 1469.6202 | 0.065985 | 15.85% | 10.03% | 1.215% | 1.155%
795 | 130561.0331 | 3751.7538 | 134312.7869 | 129444.6299 | 100.9% | 1116.4032 | 304.5068 | 0.071211 | 15.62% | 9.815% | 0.9881% | 0.939% | 14511.2023 | 4649.0831 | 135210.1162 | 129954.4553 | 131070.8585 | 509.8254 | 100.9% | 1116.4032 | 0.0713 | 15.62% | 9.812% | 0.9843% | 0.9353%
796 | 132111.4911 | 5206.2676 | 137317.7587 | 130864.3638 | 101% | 1247.1273 | 285.0863 | 0.068824 | 15.73% | 9.914% | 1.092% | 1.038% | 13747.0588 | 3213.8021 | 135325.2932 | 129993.8537 | 131676.2361 | -435.255 | 101.3% | 1682.3823 | 0.05983 | 16.12% | 10.29% | 1.483% | 1.409%
797 | 133308.618 | 5266.6386 | 138575.2566 | 131805.3549 | 101.1% | 1503.263 | 244.8596 | 0.063881 | 15.94% | 10.12% | 1.307% | 1.242% | 11914.2904 | 2368.0336 | 135676.6516 | 129566.0322 | 132188.9566 | -1119.6614 | 102% | 2622.9244 | 0.043753 | 16.95% | 11.08% | 2.32% | 2.204%
798 | 131096.2065 | 8128.3794 | 139224.5859 | 129311.5129 | 101.4% | 1784.6937 | 193.4571 | 0.057565 | 16.21% | 10.38% | 1.582% | 1.503% | 9256.945 | 4745.0116 | 135841.2181 | 130219.4172 | 132004.1109 | 907.9043 | 101.4% | 1784.6937 | 0.057818 | 16.2% | 10.37% | 1.571% | 1.492%
799 | 134591.2584 | 4275.756 | 138867.0144 | 133188.696 | 101.1% | 1402.5624 | 263.6121 | 0.066187 | 15.84% | 10.02% | 1.207% | 1.147% | 12950.1579 | 2011.811 | 136603.0694 | 135110.256 | 136512.8185 | 1921.5601 | 101% | 1402.5624 | 0.066581 | 15.82% | 10.01% | 1.189% | 1.13%
800 | 134550.4791 | 1747.267 | 136297.7461 | 133007.7234 | 101.2% | 1542.7558 | 240.7023 | 0.06337 | 15.96% | 10.14% | 1.329% | 1.263% | 11821.1133 | 4849.165 | 139399.6441 | 133400.0183 | 134942.7741 | 392.295 | 101.2% | 1542.7558 | 0.06346 | 15.96% | 10.14% | 1.325% | 1.259%
801 | 131196.8141 | 7108.6381 | 138305.4521 | 129352.4417 | 101.4% | 1844.3724 | 183.6571 | 0.05636 | 16.27% | 10.43% | 1.634% | 1.552% | 8794.7597 | 1000 | 132196.8141 | 131870.2937 | 132196.8141 | 1000 | 100.2% | 326.5204 | 0.091492 | 14.92% | 9.146% | 0.2833% | 0.2696%
802 | 132223.6368 | 4242.3398 | 136465.9767 | 130539.6297 | 101.3% | 1684.0071 | 212.7879 | 0.05994 | 16.11% | 10.28% | 1.478% | 1.405% | 10269.4887 | 2054.2357 | 134277.8725 | 131204.202 | 132888.2092 | 664.5723 | 101.3% | 1684.0071 | 0.060112 | 16.1% | 10.27% | 1.471% | 1.397%
803 | 136869.085 | 5815.1489 | 142684.2339 | 135011.4867 | 101.4% | 1857.5983 | 194.3743 | 0.057677 | 16.21% | 10.37% | 1.577% | 1.498% | 9710.3988 | 1356.5599 | 138225.6449 | 132974.3631 | 135850.5232 | -1018.5618 | 102.2% | 2876.1601 | 0.041213 | 17.11% | 11.23% | 2.479% | 2.355%
804 | 134883.6506 | 2521.4765 | 137405.1271 | 133851.3391 | 100.8% | 1032.3116 | 324.0668 | 0.073615 | 15.52% | 9.716% | 0.8836% | 0.8397% | 15954.6305 | 1212.6882 | 136096.3388 | 128649.4979 | 132282.73 | -2600.9206 | 102.8% | 3633.2321 | 0.030936 | 17.87% | 11.95% | 3.237% | 3.075%
805 | 135630.9769 | 2580.4994 | 138211.4763 | 135253.8211 | 100.3% | 377.1558 | 429.6831 | 0.090418 | 14.95% | 9.18% | 0.3191% | 0.3036% | 21271.5957 | 1000 | 136630.9769 | 137346.6318 | 136630.9769 | 1000 | 99.48% | -715.6549 | 0.12397 | 14.04% | 8.309% | -0.5978% | -0.5673%
806 | 132958.622 | 6072.516 | 139031.138 | 131452.2182 | 101.1% | 1506.4038 | 243.6832 | 0.063738 | 15.95% | 10.12% | 1.313% | 1.248% | 11825.9196 | 3099.1218 | 136057.7438 | 131753.5914 | 133259.9952 | 301.3732 | 101.1% | 1506.4038 | 0.063807 | 15.94% | 10.12% | 1.31% | 1.245%
807 | 136423.6572 | 4731.4563 | 141155.1135 | 135750.9424 | 100.5% | 672.7148 | 383.2056 | 0.082972 | 15.2% | 9.416% | 0.5675% | 0.5395% | 19081.5821 | 1000 | 137423.6572 | 137565.5763 | 137423.6572 | 1000 | 99.9% | -141.9191 | 0.10356 | 14.51% | 8.764% | -0.1188% | -0.1123%
808 | 128988.4218 | 6595.9988 | 135584.4206 | 127359.6767 | 101.3% | 1628.7451 | 215.1805 | 0.060235 | 16.1% | 10.27% | 1.465% | 1.392% | 10130.866 | 5523.1226 | 134511.5444 | 127741.6448 | 129370.3899 | 381.9681 | 101.3% | 1628.7451 | 0.060336 | 16.09% | 10.26% | 1.461% | 1.388%
809 | 135171.7017 | 4048.2891 | 139219.9908 | 133711.1538 | 101.1% | 1460.5479 | 255.1979 | 0.065152 | 15.88% | 10.07% | 1.252% | 1.189% | 12590.8696 | 4157.1152 | 139328.817 | 131268.0552 | 133950.1524 | -1221.5493 | 102% | 2682.0972 | 0.043408 | 16.98% | 11.1% | 2.342% | 2.225%
810 | 131870.8659 | 7526.1797 | 139397.0457 | 130501.9217 | 101% | 1368.9442 | 264.4894 | 0.066294 | 15.84% | 10.02% | 1.202% | 1.142% | 12730.6335 | 4128.3307 | 135999.1966 | 131505.3191 | 132874.2633 | 1003.3974 | 101% | 1368.9442 | 0.066505 | 15.83% | 10.01% | 1.193% | 1.133%
811 | 138674.3414 | 3047.7877 | 141722.1291 | 137824.0714 | 100.6% | 850.27 | 357.1654 | 0.078801 | 15.34% | 9.548% | 0.7067% | 0.6717% | 18078.3314 | 2143.9117 | 140818.2531 | 133142.9204 | 136333.7659 | -2340.5755 | 102.4% | 3190.8455 | 0.036929 | 17.38% | 11.49% | 2.747% | 2.609%
812 | 137747.26 | 3242.2221 | 140989.4821 | 136491.8398 | 100.9% | 1255.4202 | 292.2045 | 0.0697 | 15.69% | 9.878% | 1.054% | 1.001% | 14691.3835 | 1000 | 138747.26 | 138299.194 | 138747.26 | 1000 | 100.3% | 448.066 | 0.088867 | 15% | 9.229% | 0.3709% | 0.3527%
813 | 132267.1243 | 5059.9485 | 137327.0729 | 130873.3403 | 101.1% | 1393.7841 | 261.0599 | 0.065872 | 15.85% | 10.04% | 1.22% | 1.16% | 12603.3206 | 1744.3951 | 134011.5194 | 132649.0704 | 134011.5194 | 1744.3951 | 101% | 1362.4491 | 0.066871 | 15.81% | 9.994% | 1.177% | 1.118%
814 | 132508.8538 | 5273.032 | 137781.8858 | 130638.4208 | 101.4% | 1870.433 | 182.3811 | 0.056204 | 16.27% | 10.44% | 1.641% | 1.559% | 8820.9931 | 3158.952 | 135667.8057 | 132274.0292 | 134144.4622 | 1635.6084 | 101.4% | 1870.433 | 0.056671 | 16.25% | 10.42% | 1.62% | 1.54%
815 | 131206.0107 | 2530.1621 | 133736.1728 | 130237.066 | 100.7% | 968.9447 | 329.9189 | 0.074435 | 15.49% | 9.686% | 0.8523% | 0.81% | 15799.8797 | 1165.9636 | 132371.9743 | 130941.8806 | 131910.8253 | 704.8146 | 100.7% | 968.9447 | 0.074573 | 15.48% | 9.682% | 0.8477% | 0.8057%
816 | 136007.8632 | 5271.6226 | 141279.4858 | 134098.5036 | 101.4% | 1909.3596 | 184.0858 | 0.056413 | 16.27% | 10.43% | 1.632% | 1.55% | 9138.5489 | 4680.322 | 140688.1852 | 135232.0029 | 137141.3625 | 1133.4993 | 101.4% | 1909.3596 | 0.056727 | 16.25% | 10.41% | 1.618% | 1.537%
817 | 135431.9018 | 4539.1928 | 139971.0946 | 134061.7994 | 101% | 1370.1023 | 270.2817 | 0.067006 | 15.8% | 9.989% | 1.171% | 1.113% | 13360.7372 | 3858.611 | 139290.5128 | 135048.4556 | 136418.5579 | 986.6562 | 101% | 1370.1023 | 0.067202 | 15.8% | 9.981% | 1.162% | 1.105%
818 | 132618.4457 | 4393.1674 | 137011.6131 | 130976.7498 | 101.3% | 1641.6958 | 220.6438 | 0.060905 | 16.07% | 10.24% | 1.436% | 1.365% | 10680.4242 | 2669.9128 | 135288.3585 | 134380.3834 | 135288.3585 | 2669.9128 | 100.7% | 907.9751 | 0.076782 | 15.41% | 9.612% | 0.774% | 0.7356%
819 | 137080.2663 | 4393.5983 | 141473.8646 | 135593.4778 | 101.1% | 1486.7885 | 254.3006 | 0.065042 | 15.89% | 10.07% | 1.256% | 1.194% | 12723.7538 | 1000 | 138080.2663 | 134456.265 | 136511.6599 | -568.6064 | 101.5% | 2055.3949 | 0.05365 | 16.39% | 10.54% | 1.752% | 1.664%
820 | 132225.377 | 4237.9929 | 136463.3698 | 132036.1602 | 100.1% | 189.2168 | 458.764 | 0.095076 | 14.8% | 9.032% | 0.1638% | 0.156% | 22140.9895 | 4068.6325 | 136294.0095 | 131117.4915 | 131766.0426 | -459.3344 | 100.5% | 648.5511 | 0.083003 | 15.2% | 9.415% | 0.5665% | 0.5385%
821 | 139391.7595 | 4255.7385 | 143647.498 | 139023.6039 | 100.3% | 368.1555 | 432.6939 | 0.0909 | 14.94% | 9.165% | 0.3031% | 0.2883% | 22014.5976 | 4889.3431 | 144281.1026 | 141015.0248 | 141383.1804 | 1991.4209 | 100.3% | 368.1555 | 0.091029 | 14.93% | 9.16% | 0.2988% | 0.2842%
822 | 130255.4301 | 5122.4046 | 135377.8346 | 128765.3965 | 101.2% | 1490.0336 | 241.2905 | 0.063442 | 15.96% | 10.14% | 1.326% | 1.26% | 11471.7308 | 1000 | 131255.4301 | 126659.2813 | 129202.3725 | -1053.0576 | 102% | 2543.0912 | 0.044057 | 16.93% | 11.06% | 2.301% | 2.186%
823 | 133886.2371 | 4743.524 | 138629.7611 | 132314.6622 | 101.2% | 1571.5748 | 234.7206 | 0.062636 | 15.99% | 10.17% | 1.361% | 1.293% | 11470.4404 | 1752.8776 | 135639.1146 | 135486.3468 | 135639.1146 | 1752.8776 | 100.1% | 152.7678 | 0.096125 | 14.76% | 8.999% | 0.1287% | 0.1228%
824 | 136615.6819 | 8603.2398 | 145218.9217 | 135163.4318 | 101.1% | 1452.25 | 259.0361 | 0.065623 | 15.86% | 10.05% | 1.231% | 1.17% | 12916.7649 | 7048.5993 | 143664.2811 | 130743.3517 | 134405.6418 | -2210.04 | 102.8% | 3662.2901 | 0.031226 | 17.84% | 11.93% | 3.21% | 3.05%
825 | 125594.2008 | 8908.98 | 134503.1808 | 123962.1511 | 101.3% | 1632.0497 | 207.0953 | 0.059241 | 16.14% | 10.31% | 1.509% | 1.433% | 9493.6391 | 5824.3466 | 131418.5474 | 124595.6056 | 126227.6553 | 633.4545 | 101.3% | 1632.0497 | 0.059417 | 16.13% | 10.3% | 1.501% | 1.426%
826 | 132528.6521 | 3701.9177 | 136230.5698 | 131070.0805 | 101.1% | 1458.5716 | 250.8014 | 0.064611 | 15.91% | 10.09% | 1.275% | 1.212% | 12132.0039 | 4151.5131 | 136680.1652 | 130978.0922 | 132482.658 | -45.9941 | 101.1% | 1504.5658 | 0.063665 | 15.95% | 10.13% | 1.316% | 1.251%
827 | 131453.0165 | 7832.2006 | 139285.2171 | 129978.1259 | 101.1% | 1474.8906 | 246.1058 | 0.064034 | 15.93% | 10.11% | 1.3% | 1.235% | 11808.2405 | 2987.0336 | 134440.0501 | 128790.026 | 130858.9665 | -594.05 | 101.6% | 2068.9405 | 0.0516 | 16.47% | 10.63% | 1.841% | 1.749%
828 | 138472.5194 | 4587.5992 | 143060.1185 | 136549.1704 | 101.4% | 1923.349 | 187.3658 | 0.056816 | 16.25% | 10.41% | 1.614% | 1.534% | 9469.9291 | 6451.2216 | 144923.7409 | 137520.3364 | 139443.6854 | 971.166 | 101.4% | 1923.349 | 0.057079 | 16.24% | 10.4% | 1.603% | 1.523%
829 | 129471.896 | 7521.0667 | 136992.9627 | 127513.806 | 101.5% | 1958.0899 | 160.1093 | 0.053467 | 16.39% | 10.55% | 1.76% | 1.672% | 7566.3244 | 3506.4785 | 132978.3745 | 126849.4258 | 129139.7059 | -332.1901 | 101.8% | 2290.28 | 0.047767 | 16.7% | 10.84% | 2.069% | 1.966%
830 | 141700.3984 | 2075.2394 | 143775.6378 | 140892.4616 | 100.6% | 807.9368 | 366.4968 | 0.080295 | 15.29% | 9.501% | 0.6568% | 0.6243% | 18955.4505 | 1000 | 142700.3984 | 145198.9264 | 142700.3984 | 1000 | 98.28% | -2498.528 | 0.19484 | 12.66% | 7.003% | -1.973% | -1.874%
831 | 125185.3735 | 4622.7779 | 129808.1514 | 123918.9305 | 101% | 1266.4429 | 270.2817 | 0.067006 | 15.8% | 9.989% | 1.171% | 1.113% | 12349.8885 | 3033.9822 | 128219.3556 | 126552.1532 | 127818.5961 | 2633.2227 | 101% | 1266.4429 | 0.067566 | 15.78% | 9.966% | 1.147% | 1.09%
832 | 130018.0943 | 7529.653 | 137547.7472 | 127828.2247 | 101.7% | 2189.8696 | 122.026 | 0.049461 | 16.6% | 10.74% | 1.963% | 1.865% | 5790.9408 | 7334.7688 | 137352.863 | 129793.9222 | 131983.7917 | 1965.6975 | 101.7% | 2189.8696 | 0.049937 | 16.57% | 10.71% | 1.934% | 1.837%
833 | 144862.7032 | 2750.5577 | 147613.2609 | 145267.8496 | 99.72% | -405.1464 | 489.4998 | 0.11203 | 14.31% | 8.573% | -0.3202% | -0.3037% | 25882.2475 | 3938.4 | 148801.1032 | 142739.5939 | 143598.5754 | -1264.1278 | 100.6% | 858.9815 | 0.079321 | 15.32% | 9.531% | 0.6893% | 0.6552%
834 | 138517.7877 | 4530.7861 | 143048.5738 | 138070.8561 | 100.3% | 446.9317 | 420.0626 | 0.088877 | 15% | 9.229% | 0.3705% | 0.3524% | 21237.9432 | 1541.6828 | 140059.4705 | 135299.6861 | 137132.2027 | -1385.585 | 101.4% | 1832.5167 | 0.058243 | 16.19% | 10.35% | 1.552% | 1.475%
835 | 133907.5921 | 6825.1703 | 140732.7624 | 132851.7004 | 100.8% | 1055.8918 | 319.0123 | 0.072995 | 15.54% | 9.742% | 0.9106% | 0.8653% | 15592.1325 | 3713.6701 | 137621.2622 | 134626.0475 | 135681.9393 | 1774.3471 | 100.8% | 1055.8918 | 0.073271 | 15.53% | 9.73% | 0.8986% | 0.8539%
836 | 138560.3555 | 7359.3363 | 145919.6919 | 136721.7476 | 101.3% | 1838.6079 | 201.0439 | 0.058497 | 16.17% | 10.34% | 1.541% | 1.464% | 10167.6985 | 3941.9829 | 142502.3384 | 139686.4153 | 141525.0232 | 2964.6677 | 101.3% | 1838.6079 | 0.059249 | 16.14% | 10.31% | 1.508% | 1.433%
837 | 135144.3074 | 3883.4571 | 139027.7645 | 134049.0201 | 100.8% | 1095.2872 | 314.237 | 0.072407 | 15.57% | 9.766% | 0.9361% | 0.8896% | 15500.5774 | 4347.8845 | 139492.1918 | 134091.3788 | 135186.666 | 42.3587 | 100.8% | 1095.2872 | 0.072414 | 15.57% | 9.766% | 0.9358% | 0.8893%
838 | 128432.2672 | 5171.2486 | 133603.5157 | 127219.8716 | 101% | 1212.3956 | 285.0863 | 0.068824 | 15.73% | 9.914% | 1.092% | 1.038% | 13364.2117 | 1000 | 129432.2672 | 124339.2642 | 126991.9635 | -1440.3037 | 102.1% | 2652.6993 | 0.041754 | 17.08% | 11.2% | 2.445% | 2.323%
839 | 132516.0573 | 7026.6009 | 139542.6581 | 130915.6965 | 101.2% | 1600.3608 | 227.2834 | 0.061722 | 16.03% | 10.21% | 1.401% | 1.331% | 10993.3275 | 4292.892 | 136808.9493 | 133097.5992 | 134697.96 | 2181.9027 | 101.2% | 1600.3608 | 0.06225 | 16.01% | 10.19% | 1.378% | 1.309%
840 | 136158.4988 | 3803.31 | 139961.8088 | 134793.2906 | 101% | 1365.2082 | 272.2456 | 0.067247 | 15.79% | 9.979% | 1.161% | 1.103% | 13530.0237 | 1000 | 137158.4988 | 134024.6778 | 135774.1924 | -384.3064 | 101.3% | 1749.5146 | 0.059536 | 16.13% | 10.3% | 1.496% | 1.421%
841 | 127771.2573 | 7959.0716 | 135730.3288 | 126337.6757 | 101.1% | 1433.5816 | 246.1058 | 0.064034 | 15.93% | 10.11% | 1.3% | 1.235% | 11477.5132 | 6027.6982 | 133798.9555 | 125475.6846 | 127340.2617 | -430.9956 | 101.5% | 1864.5771 | 0.054774 | 16.34% | 10.49% | 1.703% | 1.618%
842 | 135905.6976 | 4752.0124 | 140657.7101 | 134018.0012 | 101.4% | 1887.6965 | 187.3658 | 0.056816 | 16.25% | 10.41% | 1.614% | 1.534% | 9294.3879 | 1747.4437 | 137653.1413 | 133651.7608 | 135722.5774 | -183.1202 | 101.5% | 2070.8167 | 0.053103 | 16.41% | 10.56% | 1.776% | 1.687%
843 | 139794.2706 | 3063.8055 | 142858.0761 | 138761.9024 | 100.7% | 1032.3682 | 329.9189 | 0.074435 | 15.49% | 9.686% | 0.8523% | 0.81% | 16834.0813 | 1000 | 140794.2706 | 139505.6615 | 140538.0298 | 743.7592 | 100.7% | 1032.3682 | 0.074571 | 15.48% | 9.682% | 0.8478% | 0.8057%
844 | 129745.382 | 6081.8148 | 135827.1968 | 127578.5729 | 101.7% | 2166.8091 | 125.1863 | 0.049731 | 16.58% | 10.73% | 1.946% | 1.849% | 5928.4575 | 2956.0882 | 132701.4703 | 125604.9737 | 128758.5825 | -986.7996 | 102.5% | 3153.6087 | 0.034887 | 17.51% | 11.61% | 2.878% | 2.734%
845 | 134812.5289 | 3765.1811 | 138577.71 | 133900.2678 | 100.7% | 912.2612 | 343.3577 | 0.076589 | 15.41% | 9.618% | 0.7805% | 0.7418% | 16895.456 | 4136.1962 | 138948.7251 | 136424.44 | 137336.7011 | 2524.1722 | 100.7% | 912.2612 | 0.077022 | 15.4% | 9.604% | 0.766% | 0.728%
846 | 127054.3324 | 9411.432 | 136465.7644 | 124720.4539 | 101.9% | 2333.8785 | 88.11 | 0.046561 | 16.78% | 10.91% | 2.145% | 2.037% | 4086.0849 | 3741.1794 | 130795.5118 | 127644.1248 | 129978.0033 | 2923.6709 | 101.8% | 2333.8785 | 0.047347 | 16.73% | 10.87% | 2.095% | 1.991%
847 | 126039.8817 | 5048.5358 | 131088.4175 | 123933.974 | 101.7% | 2105.9077 | 125.0169 | 0.049716 | 16.58% | 10.73% | 1.947% | 1.85% | 5751.3452 | 1000 | 127039.8817 | 123470.9316 | 125808.3605 | -231.5212 | 101.9% | 2337.4289 | 0.046161 | 16.8% | 10.94% | 2.17% | 2.061%
848 | 127578.2106 | 8001.6836 | 135579.8941 | 125813.9123 | 101.4% | 1764.2983 | 188.7017 | 0.056981 | 16.24% | 10.4% | 1.607% | 1.527% | 8787.0914 | 2187.9796 | 129766.1902 | 127190.714 | 128955.0123 | 1376.8018 | 101.4% | 1764.2983 | 0.057381 | 16.22% | 10.39% | 1.59% | 1.51%
849 | 129610.3038 | 6063.6399 | 135673.9438 | 128662.7042 | 100.7% | 947.5997 | 331.524 | 0.074692 | 15.48% | 9.678% | 0.8438% | 0.8019% | 15683.6568 | 3259.9545 | 132870.2583 | 134122.7459 | 132870.2583 | 3259.9545 | 99.07% | -1252.4876 | 0.14431 | 13.56% | 7.859% | -1.071% | -1.017%
850 | 132608.8257 | 2930.5818 | 135539.4075 | 132207.396 | 100.3% | 401.4297 | 424.3694 | 0.089566 | 14.98% | 9.207% | 0.3476% | 0.3306% | 20540.4229 | 3581.9841 | 136190.8098 | 135647.5883 | 136049.018 | 3440.1923 | 100.3% | 401.4297 | 0.089831 | 14.97% | 9.198% | 0.3387% | 0.3222%
851 | 135451.5654 | 4545.5143 | 139997.0797 | 133987.9935 | 101.1% | 1463.5719 | 255.1979 | 0.065152 | 15.88% | 10.07% | 1.252% | 1.189% | 12616.9381 | 1000 | 136451.5654 | 138427.1101 | 136451.5654 | 1000 | 98.57% | -1975.5447 | 0.17566 | 13% | 7.322% | -1.636% | -1.554%
852 | 136050.9691 | 6469.1628 | 142520.1319 | 134681.0747 | 101% | 1369.8944 | 271.3185 | 0.067134 | 15.8% | 9.984% | 1.165% | 1.107% | 13473.2971 | 6413.3467 | 142464.3158 | 137027.4814 | 138397.3758 | 2346.4067 | 101% | 1369.8944 | 0.067593 | 15.78% | 9.965% | 1.145% | 1.088%
853 | 135758.7757 | 6647.381 | 142406.1567 | 134167.3506 | 101.2% | 1591.4252 | 235.0696 | 0.062679 | 15.99% | 10.17% | 1.359% | 1.291% | 11648.1567 | 4059.41 | 139818.1857 | 134554.7015 | 136146.1267 | 387.351 | 101.2% | 1591.4252 | 0.062769 | 15.99% | 10.16% | 1.355% | 1.288%
854 | 131180.1411 | 6529.1382 | 137709.2793 | 129504.004 | 101.3% | 1676.1371 | 211.8806 | 0.059828 | 16.12% | 10.29% | 1.483% | 1.409% | 10145.0045 | 1676.6338 | 132856.7748 | 129811.0113 | 131487.1484 | 307.0073 | 101.3% | 1676.1371 | 0.059909 | 16.11% | 10.28% | 1.48% | 1.406%
855 | 143250.0016 | 4591.3314 | 147841.3329 | 141757.2072 | 101.1% | 1492.7943 | 263.6121 | 0.066187 | 15.84% | 10.02% | 1.207% | 1.147% | 13783.2885 | 1778.1569 | 145028.1584 | 141870.5566 | 143363.351 | 113.3494 | 101.1% | 1492.7943 | 0.066209 | 15.84% | 10.02% | 1.206% | 1.146%
856 | 147746.5336 | -1.7462e-10 | 147746.5336 | 146713.1125 | 100.7% | 1033.4211 | 338.4129 | 0.075796 | 15.44% | 9.643% | 0.8069% | 0.7669% | 18249.7543 | 2503.7512 | 150250.2848 | 149252.9064 | 150250.2848 | 2503.7512 | 100.7% | 997.3785 | 0.077038 | 15.4% | 9.604% | 0.7655% | 0.7276%
857 | 132171.3622 | 4066.8111 | 136238.1733 | 130742.2667 | 101.1% | 1429.0955 | 255.0384 | 0.065132 | 15.89% | 10.07% | 1.252% | 1.19% | 12303.701 | 1000 | 133171.3622 | 129869.7203 | 131735.089 | -436.2732 | 101.4% | 1865.3687 | 0.056084 | 16.28% | 10.44% | 1.646% | 1.564%
858 | 132448.138 | 4327.346 | 136775.4839 | 130761.2716 | 101.3% | 1686.8664 | 212.7879 | 0.05994 | 16.11% | 10.28% | 1.478% | 1.405% | 10286.9251 | 2687.0014 | 135135.1394 | 128973.0053 | 131554.0048 | -894.1331 | 102% | 2580.9995 | 0.044179 | 16.93% | 11.06% | 2.294% | 2.179%
859 | 139526.2664 | 5245.3484 | 144771.6148 | 137835.7692 | 101.2% | 1690.4972 | 226.4261 | 0.061616 | 16.04% | 10.21% | 1.405% | 1.335% | 11531.2201 | 3500.8561 | 143027.1225 | 138994.3501 | 140684.8473 | 1158.5809 | 101.2% | 1690.4972 | 0.061885 | 16.03% | 10.2% | 1.394% | 1.324%
860 | 136549.3457 | 2590.8735 | 139140.2192 | 135504.286 | 100.8% | 1045.0597 | 324.0668 | 0.073615 | 15.52% | 9.716% | 0.8836% | 0.8397% | 16151.6563 | 6052.3352 | 142601.6809 | 137211.9077 | 138256.9674 | 1707.6217 | 100.8% | 1045.0597 | 0.073868 | 15.51% | 9.705% | 0.8726% | 0.8292%
861 | 137071.9375 | 2602.6317 | 139674.5692 | 137233.1603 | 99.88% | -161.2227 | 489.4998 | 0.10408 | 14.5% | 8.748% | -0.1352% | -0.1279% | 24490.2914 | 1000 | 138071.9375 | 139650.2647 | 138071.9375 | 1000 | 98.87% | -1578.3272 | 0.15626 | 13.34% | 7.646% | -1.296% | -1.231%
862 | 128923.3579 | 5860.1526 | 134783.5106 | 127850.0267 | 100.8% | 1073.3312 | 309.4217 | 0.071815 | 15.6% | 9.79% | 0.9619% | 0.914% | 14560.4653 | 1178.016 | 130101.3739 | 125611.3073 | 127803.9982 | -1119.3597 | 101.7% | 2192.6909 | 0.048865 | 16.63% | 10.78% | 2.001% | 1.901%
863 | 130707.6794 | 4779.902 | 135487.5814 | 129951.4537 | 100.6% | 756.2257 | 364.6724 | 0.080004 | 15.3% | 9.51% | 0.6666% | 0.6336% | 17397.9005 | 3979.5945 | 134687.2739 | 127463.9108 | 129463.9079 | -1243.7715 | 101.6% | 1999.9972 | 0.052585 | 16.43% | 10.58% | 1.798% | 1.708%
864 | 134467.9957 | 3237.5437 | 137705.5394 | 133699.6983 | 100.6% | 768.2974 | 366.2376 | 0.080254 | 15.29% | 9.502% | 0.6582% | 0.6257% | 17975.2404 | 1197.0563 | 135665.0519 | 133946.9745 | 134715.2719 | 247.2762 | 100.6% | 768.2974 | 0.08029 | 15.29% | 9.501% | 0.657% | 0.6245%
865 | 129196.9243 | 6320.4605 | 135517.3848 | 127510.8417 | 101.3% | 1686.0827 | 205.8591 | 0.05909 | 16.15% | 10.32% | 1.515% | 1.44% | 9707.6723 | 3567.4716 | 132764.3959 | 126979.7787 | 128931.3929 | -265.5315 | 101.5% | 1951.6141 | 0.053432 | 16.39% | 10.55% | 1.761% | 1.673%
866 | 124480.2596 | 9539.2315 | 134019.4911 | 123096.7819 | 101.1% | 1383.4777 | 248.4187 | 0.06432 | 15.92% | 10.1% | 1.288% | 1.224% | 11286.9753 | 8043.1707 | 132523.4303 | 121092.5014 | 123478.1194 | -1002.1403 | 102% | 2385.618 | 0.044749 | 16.89% | 11.02% | 2.258% | 2.145%
867 | 130997.3715 | 5968.2868 | 136965.6583 | 129461.7616 | 101.2% | 1535.6099 | 235.0696 | 0.062679 | 15.99% | 10.17% | 1.359% | 1.291% | 11239.6263 | 3920.9457 | 134918.3172 | 132199.7982 | 133735.4081 | 2738.0366 | 101.2% | 1535.6099 | 0.063326 | 15.96% | 10.14% | 1.331% | 1.265%
868 | 135428.6612 | 6964.9026 | 142393.5637 | 133689.5138 | 101.3% | 1739.1474 | 210.455 | 0.059654 | 16.12% | 10.29% | 1.491% | 1.416% | 10403.0989 | 6749.1803 | 142177.8414 | 135433.5003 | 137172.6477 | 1743.9866 | 101.3% | 1739.1474 | 0.060096 | 16.1% | 10.27% | 1.472% | 1.398%
869 | 136424.7895 | 7584.143 | 144008.9325 | 134924.4865 | 101.1% | 1500.303 | 250.9808 | 0.064634 | 15.91% | 10.09% | 1.274% | 1.211% | 12497.6017 | 1674.5554 | 138099.3449 | 130883.1824 | 134404.1374 | -2020.6521 | 102.7% | 3520.9551 | 0.032625 | 17.72% | 11.81% | 3.083% | 2.929%
870 | 135760.7422 | 6086.0866 | 141846.8288 | 133813.6256 | 101.5% | 1947.1165 | 177.3764 | 0.055589 | 16.3% | 10.46% | 1.668% | 1.584% | 8789.4739 | 4737.7346 | 140498.4768 | 138133.3099 | 140080.4265 | 4319.6843 | 101.4% | 1947.1165 | 0.056789 | 16.25% | 10.41% | 1.615% | 1.535%
871 | 127840.7746 | 6001.2141 | 133841.9887 | 126043.5816 | 101.4% | 1797.193 | 183.6571 | 0.05636 | 16.27% | 10.43% | 1.634% | 1.552% | 8569.788 | 2608.8441 | 130449.6188 | 126694.5653 | 128491.7583 | 650.9837 | 101.4% | 1797.193 | 0.056553 | 16.26% | 10.42% | 1.626% | 1.544%
872 | 139160.1605 | 2893.3445 | 142053.505 | 138064.0645 | 100.8% | 1096.096 | 319.2017 | 0.073018 | 15.54% | 9.741% | 0.9096% | 0.8644% | 16213.3602 | 1000 | 140160.1605 | 135546.2384 | 137901.2475 | -1258.913 | 101.7% | 2355.0091 | 0.049015 | 16.62% | 10.77% | 1.991% | 1.892%
873 | 138092.3492 | 5323.8938 | 143416.243 | 136218.1486 | 101.4% | 1874.2005 | 194.3743 | 0.057677 | 16.21% | 10.37% | 1.577% | 1.498% | 9797.1852 | 3232.2299 | 141324.579 | 137076.3914 | 138950.5919 | 858.2427 | 101.4% | 1874.2005 | 0.057904 | 16.2% | 10.36% | 1.567% | 1.489%
874 | 143275.0785 | 3163.8439 | 146438.9224 | 141839.1958 | 101% | 1435.8827 | 272.3553 | 0.06726 | 15.79% | 9.978% | 1.16% | 1.102% | 14242.9307 | 1020.6382 | 144295.7167 | 145496.4684 | 144295.7167 | 1020.6382 | 99.17% | -1200.7517 | 0.13896 | 13.69% | 7.978% | -0.9466% | -0.8985%
875 | 142622.706 | 4571.2406 | 147193.9466 | 140744.8562 | 101.3% | 1877.8498 | 203.3069 | 0.058775 | 16.16% | 10.33% | 1.529% | 1.453% | 10583.6069 | 1000 | 143622.706 | 138223.2486 | 141361.9022 | -1260.8038 | 102.3% | 3138.6536 | 0.039236 | 17.24% | 11.35% | 2.602% | 2.472%
876 | 132735.418 | 6033.4281 | 138768.8461 | 131319.9328 | 101.1% | 1415.4852 | 258.2884 | 0.065532 | 15.87% | 10.05% | 1.235% | 1.174% | 12513.6677 | 3873.6721 | 136609.0901 | 128654.0078 | 131402.4555 | -1332.9625 | 102.1% | 2748.4477 | 0.041701 | 17.08% | 11.2% | 2.448% | 2.326%
877 | 133563.9832 | 5905.4997 | 139469.4829 | 132653.1127 | 100.7% | 910.8705 | 342.2112 | 0.076405 | 15.42% | 9.624% | 0.7866% | 0.7476% | 16683.0891 | 4309.3564 | 137873.3397 | 131414.9608 | 132944.9073 | -619.0759 | 101.2% | 1529.9465 | 0.063257 | 15.97% | 10.14% | 1.334% | 1.268%
878 | 141609.5596 | 3129.493 | 144739.0526 | 140824.0244 | 100.6% | 785.5351 | 369.8465 | 0.080832 | 15.27% | 9.484% | 0.6389% | 0.6073% | 19116.4382 | 1000 | 142609.5596 | 143949.5739 | 142609.5596 | 1000 | 99.07% | -1340.0143 | 0.14416 | 13.57% | 7.863% | -1.068% | -1.014%
879 | 134096.0092 | 3504.7021 | 137600.7113 | 133217.5784 | 100.7% | 878.4308 | 348.0633 | 0.077342 | 15.39% | 9.594% | 0.7554% | 0.7179% | 17035.9725 | 1442.2803 | 135538.2895 | 132916.2073 | 133945.3237 | -150.6855 | 100.8% | 1029.1164 | 0.073536 | 15.52% | 9.719% | 0.887% | 0.843%
880 | 131882.6024 | 7097.9614 | 138980.5637 | 130513.5364 | 101% | 1369.066 | 264.4894 | 0.066294 | 15.84% | 10.02% | 1.202% | 1.142% | 12731.7666 | 6069.309 | 137951.9114 | 132951.5596 | 134320.6256 | 2438.0233 | 101% | 1369.066 | 0.066801 | 15.81% | 9.997% | 1.18% | 1.121%
881 | 140050.4217 | 2283.1289 | 142333.5506 | 139876.5726 | 100.1% | 173.8491 | 462.8415 | 0.095729 | 14.78% | 9.012% | 0.142% | 0.1353% | 23659.7198 | 1095.8896 | 141146.3113 | 143533.3466 | 141146.3113 | 1095.8896 | 98.34% | -2387.0353 | 0.19107 | 12.73% | 7.066% | -1.907% | -1.811%
882 | 129073.931 | 6745.3649 | 135819.2959 | 127371.8554 | 101.3% | 1702.0756 | 202.8583 | 0.05872 | 16.16% | 10.33% | 1.531% | 1.455% | 9557.057 | 1976.6418 | 131050.5728 | 127194.6979 | 128985.3522 | -88.5788 | 101.4% | 1790.6544 | 0.056836 | 16.25% | 10.41% | 1.613% | 1.533%
883 | 134013.458 | 2929.2559 | 136942.7139 | 132945.0279 | 100.8% | 1068.4301 | 317.1181 | 0.072761 | 15.55% | 9.751% | 0.9207% | 0.875% | 15511.8051 | 1916.0633 | 135929.5213 | 134661.0077 | 135729.4379 | 1715.9799 | 100.8% | 1068.4301 | 0.073031 | 15.54% | 9.74% | 0.909% | 0.8638%
884 | 134954.0945 | 3723.4087 | 138677.5032 | 133190.3841 | 101.3% | 1763.7105 | 205.4603 | 0.059039 | 16.15% | 10.32% | 1.517% | 1.442% | 10120.6148 | 1000 | 135954.0945 | 135674.615 | 135954.0945 | 1000 | 100.2% | 279.4795 | 0.092922 | 14.87% | 9.1% | 0.2356% | 0.2243%
885 | 143561.4611 | 3287.667 | 146849.1281 | 142445.7174 | 100.8% | 1115.7436 | 321.4847 | 0.073298 | 15.53% | 9.729% | 0.8974% | 0.8528% | 16845.7789 | 3350.4188 | 146911.8798 | 141082.6995 | 142879.9521 | -681.509 | 101.3% | 1797.2526 | 0.060365 | 16.09% | 10.26% | 1.46% | 1.387%
886 | 126767.1136 | 4913.454 | 131680.5676 | 124849.4026 | 101.5% | 1917.711 | 160.0196 | 0.053456 | 16.39% | 10.55% | 1.76% | 1.672% | 7404.1056 | 2636.1689 | 129403.2826 | 126183.455 | 128101.1661 | 1334.0525 | 101.5% | 1917.711 | 0.053884 | 16.37% | 10.53% | 1.742% | 1.655%
887 | 133746.1364 | 7895.7835 | 141641.9198 | 131637.2655 | 101.6% | 2108.8709 | 145.863 | 0.051716 | 16.47% | 10.62% | 1.836% | 1.744% | 7120.6422 | 4601.8795 | 138348.0159 | 134032.6246 | 136141.4955 | 2395.3591 | 101.6% | 2108.8709 | 0.052471 | 16.44% | 10.59% | 1.803% | 1.713%
888 | 133341.6395 | 4762.2014 | 138103.8409 | 131642.414 | 101.3% | 1699.2256 | 212.6284 | 0.05992 | 16.11% | 10.28% | 1.479% | 1.405% | 10348.5579 | 4376.2141 | 137717.8536 | 133237.6628 | 134936.8883 | 1595.2488 | 101.3% | 1699.2256 | 0.060328 | 16.09% | 10.26% | 1.461% | 1.389%
889 | 132450.7749 | 6096.6569 | 138547.4318 | 130144.7983 | 101.8% | 2305.9766 | 109.4346 | 0.048384 | 16.66% | 10.81% | 2.031% | 1.929% | 5290.5653 | 2031.9868 | 134482.7618 | 129367.3702 | 132062.0609 | -388.7141 | 102.1% | 2694.6907 | 0.042679 | 17.02% | 11.14% | 2.387% | 2.268%
890 | 131218.7635 | 6375.9746 | 137594.7382 | 129732.0721 | 101.1% | 1486.6914 | 243.6832 | 0.063738 | 15.95% | 10.12% | 1.313% | 1.248% | 11671.169 | 2859.862 | 134078.6255 | 130632.8804 | 132119.5718 | 900.8083 | 101.1% | 1486.6914 | 0.063946 | 15.94% | 10.12% | 1.304% | 1.239%
891 | 133665.7519 | 5018.1732 | 138683.9251 | 132892.4119 | 100.6% | 773.34 | 364.6724 | 0.080004 | 15.3% | 9.51% | 0.6666% | 0.6336% | 17791.6359 | 1537.0132 | 135202.765 | 134097.6812 | 134871.0212 | 1205.2693 | 100.6% | 773.34 | 0.080183 | 15.29% | 9.504% | 0.6606% | 0.6279%
892 | 128630.9521 | 7810.1765 | 136441.1286 | 126838.2084 | 101.4% | 1792.7437 | 186.319 | 0.056688 | 16.25% | 10.42% | 1.62% | 1.539% | 8747.7318 | 5398.6218 | 134029.5739 | 128104.6009 | 129897.3447 | 1266.3926 | 101.4% | 1792.7437 | 0.057056 | 16.24% | 10.4% | 1.604% | 1.524%
893 | 135266.8792 | 4552.6927 | 139819.5718 | 133805.3028 | 101.1% | 1461.5763 | 255.1979 | 0.065152 | 15.88% | 10.07% | 1.252% | 1.189% | 12599.7351 | 1000 | 136266.8792 | 133991.3348 | 135452.9112 | 186.032 | 101.1% | 1461.5763 | 0.065192 | 15.88% | 10.06% | 1.25% | 1.188%
894 | 136966.4324 | 3334.4856 | 140300.918 | 136524.861 | 100.3% | 441.5714 | 420.1224 | 0.088886 | 15% | 9.228% | 0.3703% | 0.3521% | 21003.0753 | 1000 | 137966.4324 | 140890.1252 | 137966.4324 | 1000 | 97.92% | -2923.6928 | 0.22265 | 12.25% | 6.617% | -2.379% | -2.259%
895 | 132516.9264 | 5955.8169 | 138472.7434 | 131001.2118 | 101.2% | 1515.7146 | 241.3204 | 0.063446 | 15.96% | 10.14% | 1.326% | 1.26% | 11672.3498 | 2690.7334 | 135207.6598 | 132158.4457 | 133674.1603 | 1157.2338 | 101.1% | 1515.7146 | 0.063713 | 15.95% | 10.12% | 1.314% | 1.249%
896 | 129596.3392 | 6203.0973 | 135799.4365 | 127940.4389 | 101.3% | 1655.9003 | 211.8806 | 0.059828 | 16.12% | 10.29% | 1.483% | 1.409% | 10022.5189 | 4577.6079 | 134173.9471 | 122147.6693 | 126699.9544 | -2896.3848 | 103.7% | 4552.2851 | 0.020767 | 18.91% | 12.93% | 4.272% | 4.058%
897 | 138431.8439 | 4095.4354 | 142527.2793 | 136989.2591 | 101.1% | 1442.5848 | 263.6121 | 0.066187 | 15.84% | 10.02% | 1.207% | 1.147% | 13319.693 | 2140.964 | 140572.8078 | 138079.5672 | 139522.152 | 1090.3081 | 101% | 1442.5848 | 0.066406 | 15.83% | 10.01% | 1.197% | 1.137%
898 | 135527.4846 | 2868.9234 | 138396.408 | 133867.2262 | 101.2% | 1660.2584 | 223.4651 | 0.061253 | 16.05% | 10.23% | 1.421% | 1.35% | 11054.269 | 2123.1223 | 137650.6069 | 131640.9194 | 134414.3312 | -1113.1534 | 102.1% | 2773.4118 | 0.042242 | 17.05% | 11.17% | 2.415% | 2.294%
899 | 132176.885 | 7196.4237 | 139373.3086 | 130318.7347 | 101.4% | 1858.1503 | 183.6571 | 0.05636 | 16.27% | 10.43% | 1.634% | 1.552% | 8860.4586 | 4841.4685 | 137018.3535 | 130549.7587 | 132407.9089 | 231.024 | 101.4% | 1858.1503 | 0.056427 | 16.26% | 10.43% | 1.631% | 1.55%
900 | 130757.6159 | 5101.2039 | 135858.8198 | 128748.9598 | 101.6% | 2008.6561 | 154.8454 | 0.05282 | 16.42% | 10.57% | 1.788% | 1.699% | 7390.2356 | 3697.6347 | 134455.2506 | 131632.655 | 133641.3111 | 2883.6952 | 101.5% | 2008.6561 | 0.053721 | 16.38% | 10.54% | 1.749% | 1.661%
901 | 136812.6881 | 4087.6956 | 140900.3837 | 135428.6169 | 101% | 1384.0711 | 270.2817 | 0.067006 | 15.8% | 9.989% | 1.171% | 1.113% | 13496.9557 | 2671.4341 | 139484.1222 | 132678.2651 | 135437.5122 | -1375.1759 | 102.1% | 2759.247 | 0.04274 | 17.02% | 11.14% | 2.383% | 2.264%
902 | 122451.4832 | 5912.9783 | 128364.4616 | 120493.6678 | 101.6% | 1957.8155 | 140.968 | 0.051115 | 16.5% | 10.65% | 1.862% | 1.769% | 6300.5341 | 1000 | 123451.4832 | 121077.4496 | 123035.2651 | 583.7818 | 101.6% | 1957.8155 | 0.051322 | 16.49% | 10.64% | 1.853% | 1.761%
903 | 138526.7738 | 2630.2552 | 141157.029 | 142156.7825 | 97.45% | -3630.0087 | 489.4998 | 0.26432 | 11.71% | 6.096% | -2.928% | -2.78% | 24750.2233 | 3429.4069 | 141956.1808 | 142611.2004 | 141956.1808 | 3429.4069 | 99.54% | -655.0196 | 0.12092 | 14.11% | 8.376% | -0.527% | -0.5001%
904 | 132859.5169 | 4913.1653 | 137772.6822 | 132430.8418 | 100.3% | 428.6751 | 420.0626 | 0.088877 | 15% | 9.229% | 0.3705% | 0.3524% | 20370.4009 | 1167.0071 | 134026.524 | 129636.3175 | 131462.2547 | -1397.2622 | 101.4% | 1825.9373 | 0.056817 | 16.25% | 10.41% | 1.614% | 1.534%
905 | 131143.3065 | 3768.4858 | 134911.7923 | 133632.1732 | 98.14% | -2488.8667 | 489.4998 | 0.20413 | 12.5% | 6.848% | -2.136% | -2.028% | 23431.0381 | 1000 | 132143.3065 | 136997.1491 | 132143.3065 | 1000 | 96.46% | -4853.8426 | 0.37277 | 10.57% | 5.019% | -4.062% | -3.858%
906 | 135198.55 | 4531.795 | 139730.345 | 133808.8185 | 101% | 1389.7315 | 266.7226 | 0.066568 | 15.82% | 10.01% | 1.19% | 1.131% | 13162.0842 | 1447.3874 | 136645.9374 | 134342.7437 | 135732.4752 | 533.9251 | 101% | 1389.7315 | 0.066677 | 15.82% | 10% | 1.185% | 1.126%
907 | 131714.9114 | 7813.9158 | 139528.8272 | 129846.1747 | 101.4% | 1868.7367 | 180.7959 | 0.056008 | 16.28% | 10.44% | 1.649% | 1.567% | 8691.9339 | 5080.4356 | 136795.347 | 126212.4702 | 129898.0591 | -1816.8522 | 102.9% | 3685.5889 | 0.029725 | 17.98% | 12.06% | 3.347% | 3.179%
908 | 129844.8907 | 7129.1515 | 136974.0422 | 128496.9781 | 101% | 1347.9126 | 264.4894 | 0.066294 | 15.84% | 10.02% | 1.202% | 1.142% | 12535.0487 | 2924.0863 | 132768.977 | 132948.9896 | 132768.977 | 2924.0863 | 99.86% | -180.0127 | 0.10496 | 14.48% | 8.729% | -0.1557% | -0.1474%
909 | 129199.2411 | 7578.8299 | 136778.071 | 127599.3055 | 101.3% | 1599.9356 | 220.5441 | 0.060893 | 16.07% | 10.24% | 1.437% | 1.365% | 10400.3573 | 4213.5991 | 133412.8402 | 126868.6318 | 128833.9042 | -365.3369 | 101.5% | 1965.2724 | 0.053112 | 16.41% | 10.56% | 1.775% | 1.687%
910 | 131610.2222 | 6030.1314 | 137640.3535 | 129928.5898 | 101.3% | 1681.6324 | 211.8806 | 0.059828 | 16.12% | 10.29% | 1.483% | 1.409% | 10178.2655 | 3787.0913 | 135397.3134 | 128361.166 | 130826.5103 | -783.7119 | 101.9% | 2465.3443 | 0.045656 | 16.83% | 10.97% | 2.201% | 2.091%
911 | 137675.2232 | 3251.9644 | 140927.1876 | 136487.3582 | 100.9% | 1187.865 | 302.8219 | 0.071004 | 15.63% | 9.824% | 0.9971% | 0.9476% | 15217.2433 | 2693.2669 | 140368.4901 | 133914.9404 | 136389.0143 | -1286.2089 | 101.8% | 2474.0739 | 0.046997 | 16.75% | 10.89% | 2.117% | 2.011%
912 | 134522.3033 | 6929.1094 | 141451.4128 | 132551.8241 | 101.5% | 1970.4792 | 170.6271 | 0.054759 | 16.34% | 10.49% | 1.704% | 1.619% | 8377.8987 | 1632.1837 | 136154.487 | 131465.8191 | 133979.3008 | -543.0025 | 101.9% | 2513.4817 | 0.045816 | 16.82% | 10.96% | 2.191% | 2.082%
913 | 132280.9548 | 4312.001 | 136592.9558 | 130846.0478 | 101.1% | 1434.907 | 254.2707 | 0.065038 | 15.89% | 10.07% | 1.257% | 1.194% | 12276.8389 | 1000 | 133280.9548 | 129863.6533 | 131789.7576 | -491.1972 | 101.5% | 1926.1043 | 0.054849 | 16.33% | 10.49% | 1.7% | 1.615%
914 | 137257.3058 | 6433.9362 | 143691.242 | 135037.5877 | 101.6% | 2219.7181 | 136.9104 | 0.050733 | 16.52% | 10.67% | 1.884% | 1.79% | 6859.0631 | 1694.5542 | 138951.86 | 134053.1845 | 136765.1042 | -492.2016 | 102% | 2711.9197 | 0.043778 | 16.95% | 11.08% | 2.319% | 2.203%
915 | 130759.6948 | 2905.771 | 133665.4658 | 130001.2471 | 100.6% | 758.4477 | 364.3534 | 0.079953 | 15.3% | 9.511% | 0.6683% | 0.6352% | 17389.5979 | 1000 | 131759.6948 | 129420.831 | 130469.4867 | -290.2081 | 100.8% | 1048.6557 | 0.072587 | 15.56% | 9.758% | 0.9283% | 0.8822%
916 | 132922.032 | 4679.5649 | 137601.597 | 131276.5781 | 101.3% | 1645.454 | 220.6438 | 0.060905 | 16.07% | 10.24% | 1.436% | 1.365% | 10704.8736 | 1490.5012 | 134412.5333 | 130764.8689 | 132666.1775 | -255.8546 | 101.5% | 1901.3085 | 0.055618 | 16.3% | 10.46% | 1.666% | 1.583%
917 | 137808.9358 | 3826.2603 | 141635.196 | 136548.7293 | 100.9% | 1260.2064 | 291.5365 | 0.069618 | 15.69% | 9.881% | 1.057% | 1.005% | 14664.3633 | 2484.3969 | 140293.3326 | 136443.6121 | 137756.3771 | -52.5586 | 101% | 1312.765 | 0.068584 | 15.74% | 9.924% | 1.102% | 1.048%
918 | 138869.1228 | 4450.9334 | 143320.0562 | 139062.3313 | 99.86% | -193.2085 | 489.4998 | 0.10514 | 14.47% | 8.725% | -0.1598% | -0.1513% | 24811.3899 | 3216.1234 | 142085.2462 | 140059.6947 | 140059.6947 | 1190.5719 | 100% | 0 | 0.1 | 14.63% | 8.876% | -0.0005144% | 0%
919 | 138060.7497 | 3967.2629 | 142028.0126 | 139863.6364 | 98.71% | -1802.8867 | 489.4998 | 0.16664 | 13.16% | 7.473% | -1.478% | -1.403% | 24666.9599 | 1000 | 139060.7497 | 140114.4337 | 139060.7497 | 1000 | 99.25% | -1053.684 | 0.13535 | 13.77% | 8.057% | -0.8626% | -0.8188%
920 | 145163.1691 | 3208.0258 | 148371.1949 | 144632.0182 | 100.4% | 531.1509 | 410.7213 | 0.087381 | 15.05% | 9.276% | 0.4205% | 0.3998% | 21761.8836 | 2580.1469 | 147743.316 | 147901.8889 | 147743.316 | 2580.1469 | 99.89% | -158.5729 | 0.1037 | 14.51% | 8.759% | -0.1234% | -0.1167%
921 | 119615.3095 | 5647.9691 | 125263.2786 | 118054.2716 | 101.3% | 1561.0379 | 205.8591 | 0.05909 | 16.15% | 10.32% | 1.515% | 1.44% | 8987.7235 | 3626.3573 | 123241.6668 | 113373.4939 | 117274.9207 | -2340.3889 | 103.4% | 3901.4268 | 0.023386 | 18.58% | 12.62% | 3.944% | 3.747%
922 | 136145.8387 | 6729.9708 | 142875.8094 | 134774.989 | 101% | 1370.8496 | 271.3185 | 0.067134 | 15.8% | 9.984% | 1.165% | 1.107% | 13482.6922 | 4580.9386 | 140726.7773 | 132695.8416 | 135106.2649 | -1039.5737 | 101.8% | 2410.4233 | 0.047565 | 16.72% | 10.85% | 2.082% | 1.978%
923 | 130731.7579 | 7422.5975 | 138154.3554 | 129152.9456 | 101.2% | 1578.8123 | 227.2834 | 0.061722 | 16.03% | 10.21% | 1.401% | 1.331% | 10845.3047 | 5720.4247 | 136452.1825 | 126447.4924 | 129379.0313 | -1352.7266 | 102.3% | 2931.5388 | 0.038362 | 17.29% | 11.4% | 2.657% | 2.524%
924 | 122640.1483 | 10809.5604 | 133449.7087 | 120766.7572 | 101.6% | 1873.3911 | 156.7596 | 0.053055 | 16.41% | 10.57% | 1.778% | 1.689% | 7017.1314 | 5181.6343 | 127821.7826 | 120080.6853 | 122297.1124 | -343.0359 | 101.8% | 2216.4271 | 0.047028 | 16.75% | 10.89% | 2.115% | 2.01%
925 | 128798.0133 | 4801.6365 | 133599.6498 | 127440.7855 | 101.1% | 1357.2278 | 261.0599 | 0.065872 | 15.85% | 10.04% | 1.22% | 1.16% | 12272.7599 | 4762.5136 | 133560.5269 | 128912.9909 | 130270.2187 | 1472.2054 | 101.1% | 1357.2278 | 0.066193 | 15.84% | 10.02% | 1.206% | 1.146%
926 | 135425.1476 | 5977.0312 | 141402.1788 | 133482.8442 | 101.5% | 1942.3034 | 177.3764 | 0.055589 | 16.3% | 10.46% | 1.668% | 1.584% | 8767.7467 | 2112.0447 | 137537.1923 | 136889.7588 | 137537.1923 | 2112.0447 | 100.5% | 647.4335 | 0.083748 | 15.17% | 9.391% | 0.5417% | 0.5149%
927 | 138769.2926 | 3397.0927 | 142166.3853 | 137510.1546 | 100.9% | 1259.138 | 293.0918 | 0.069808 | 15.68% | 9.873% | 1.049% | 0.9969% | 14845.3295 | 1000 | 139769.2926 | 134930.2393 | 137479.335 | -1289.9576 | 101.9% | 2549.0956 | 0.046232 | 16.8% | 10.93% | 2.165% | 2.057%
928 | 135961.9604 | 5286.5326 | 141248.493 | 133873.3568 | 101.6% | 2088.6035 | 154.8454 | 0.05282 | 16.42% | 10.57% | 1.788% | 1.699% | 7684.3778 | 1000 | 136961.9604 | 136349.2342 | 136961.9604 | 1000 | 100.4% | 612.7262 | 0.084558 | 15.15% | 9.365% | 0.5146% | 0.4893%
929 | 133792.1884 | 4903.2496 | 138695.4379 | 132438.6742 | 101% | 1353.5141 | 270.2817 | 0.067006 | 15.8% | 9.989% | 1.171% | 1.113% | 13198.9749 | 1000 | 134792.1884 | 134063.2182 | 134792.1884 | 1000 | 100.5% | 728.9702 | 0.081316 | 15.26% | 9.468% | 0.6228% | 0.592%
930 | 133531.5983 | 3280.2821 | 136811.8804 | 132193.3634 | 101% | 1338.2349 | 272.3553 | 0.06726 | 15.79% | 9.978% | 1.16% | 1.102% | 13274.3344 | 3440.5748 | 136972.1731 | 131671.0014 | 133270.4173 | -261.181 | 101.2% | 1599.4159 | 0.061926 | 16.03% | 10.2% | 1.392% | 1.323%
931 | 134715.0488 | 4491.0532 | 139206.1019 | 132634.5231 | 101.6% | 2080.5257 | 153.031 | 0.052597 | 16.43% | 10.58% | 1.798% | 1.708% | 7524.6863 | 1429.4886 | 136144.5374 | 133707.095 | 135787.6207 | 1072.5719 | 101.6% | 2080.5257 | 0.052929 | 16.42% | 10.57% | 1.783% | 1.694%
932 | 131351.0192 | 6202.5558 | 137553.575 | 129862.8293 | 101.1% | 1488.1898 | 243.6832 | 0.063738 | 15.95% | 10.12% | 1.313% | 1.248% | 11682.9324 | 3542.2238 | 134893.243 | 131122.949 | 132611.1388 | 1260.1196 | 101.1% | 1488.1898 | 0.064028 | 15.93% | 10.11% | 1.301% | 1.236%
933 | 128026.242 | 9959.8728 | 137986.1147 | 126642.0295 | 101.1% | 1384.2125 | 255.0483 | 0.065134 | 15.89% | 10.07% | 1.252% | 1.19% | 11918.3018 | 5745.5851 | 133771.8271 | 122867.4542 | 126138.9543 | -1887.2876 | 102.7% | 3271.5001 | 0.032972 | 17.69% | 11.78% | 3.052% | 2.899%
934 | 135323.2071 | 4469.1493 | 139792.3564 | 134038.856 | 101% | 1284.3511 | 283.9697 | 0.068687 | 15.73% | 9.919% | 1.098% | 1.043% | 14026.1077 | 1000 | 136323.2071 | 135901.6395 | 136323.2071 | 1000 | 100.3% | 421.5676 | 0.089341 | 14.99% | 9.214% | 0.3551% | 0.3377%
935 | 139157.8442 | 5720.2509 | 144878.0951 | 137435.1568 | 101.3% | 1722.6874 | 220.6338 | 0.060904 | 16.07% | 10.24% | 1.436% | 1.365% | 11206.5682 | 4392.8998 | 143550.744 | 139361.8546 | 141084.542 | 1926.6978 | 101.2% | 1722.6874 | 0.061361 | 16.05% | 10.22% | 1.416% | 1.346%
936 | 123131.1597 | 10603.1075 | 133734.2671 | 121698.8906 | 101.2% | 1432.269 | 237.0535 | 0.062922 | 15.98% | 10.16% | 1.349% | 1.281% | 10653.8653 | 5361.2599 | 128492.4196 | 121605.7131 | 123084.5709 | -46.5887 | 101.2% | 1478.8578 | 0.061889 | 16.03% | 10.2% | 1.394% | 1.324%
937 | 126563.8995 | 9330.9428 | 135894.8424 | 124919.249 | 101.3% | 1644.6506 | 207.0953 | 0.059241 | 16.14% | 10.31% | 1.509% | 1.433% | 9566.9384 | 3337.2057 | 129901.1052 | 127875.2212 | 129519.8718 | 2955.9723 | 101.3% | 1644.6506 | 0.060043 | 16.11% | 10.28% | 1.474% | 1.4%
938 | 141424.51 | 3572.3265 | 144996.8365 | 140135.5755 | 100.9% | 1288.9345 | 292.2045 | 0.0697 | 15.69% | 9.878% | 1.054% | 1.001% | 15083.5793 | 1113.8744 | 142538.3843 | 143212.9656 | 142538.3843 | 1113.8744 | 99.53% | -674.5813 | 0.1215 | 14.09% | 8.363% | -0.5405% | -0.5128%
939 | 142014.9061 | 4176.9496 | 146191.8557 | 140534.9825 | 101.1% | 1479.9235 | 263.6121 | 0.066187 | 15.84% | 10.02% | 1.207% | 1.147% | 13664.4495 | 1107.2794 | 143122.1854 | 137913.2713 | 140704.0505 | -1310.8556 | 102% | 2790.7791 | 0.043768 | 16.95% | 11.08% | 2.319% | 2.203%
940 | 133914.2397 | 3746.541 | 137660.7807 | 132164.1191 | 101.3% | 1750.1206 | 205.4603 | 0.059039 | 16.15% | 10.32% | 1.517% | 1.442% | 10042.6329 | 3402.9551 | 137317.1948 | 130030.7758 | 132847.5681 | -1066.6716 | 102.2% | 2816.7923 | 0.041152 | 17.12% | 11.23% | 2.483% | 2.359%
941 | 139173.0913 | 6926.93 | 146100.0212 | 137216.5879 | 101.4% | 1956.5033 | 183.6571 | 0.05636 | 16.27% | 10.43% | 1.634% | 1.552% | 9329.4483 | 3044.0102 | 142217.1015 | 136526.5187 | 138828.0566 | -345.0346 | 101.7% | 2301.5379 | 0.049962 | 16.57% | 10.71% | 1.932% | 1.835%
942 | 131768.6341 | 3375.741 | 135144.3751 | 130420.3129 | 101% | 1348.3212 | 267.7395 | 0.066694 | 15.82% | 10% | 1.185% | 1.126% | 12877.0767 | 1000 | 132768.6341 | 132003.3051 | 132768.6341 | 1000 | 100.6% | 765.3291 | 0.080077 | 15.3% | 9.507% | 0.6641% | 0.6312%
943 | 129714.2611 | 6558.9845 | 136273.2456 | 127758.345 | 101.5% | 1955.9161 | 161.1063 | 0.05359 | 16.39% | 10.54% | 1.754% | 1.667% | 7627.6892 | 6972.3999 | 136686.6609 | 123890.078 | 127780.1276 | -1934.1335 | 103.1% | 3890.0496 | 0.026955 | 18.23% | 12.29% | 3.599% | 3.419%
944 | 134019.1631 | 5492.0041 | 139511.1672 | 132042.0881 | 101.5% | 1977.075 | 168.3241 | 0.054477 | 16.35% | 10.51% | 1.716% | 1.63% | 8233.9107 | 5138.6784 | 139157.8415 | 129851.4683 | 132923.8532 | -1095.3099 | 102.4% | 3072.3849 | 0.037488 | 17.35% | 11.45% | 2.712% | 2.576%
945 | 138517.6337 | 4439.6677 | 142957.3014 | 136751.2834 | 101.3% | 1766.3502 | 212.4389 | 0.059898 | 16.11% | 10.28% | 1.48% | 1.406% | 10740.6865 | 1000 | 139517.6337 | 136067.3249 | 138175.6544 | -341.9793 | 101.5% | 2108.3295 | 0.053101 | 16.41% | 10.56% | 1.776% | 1.687%
946 | 127604.1109 | 6722.6361 | 134326.747 | 125932.6019 | 101.3% | 1671.509 | 204.7924 | 0.058958 | 16.15% | 10.32% | 1.521% | 1.445% | 9538.3071 | 4724.2047 | 132328.3156 | 127286.0287 | 128957.5377 | 1353.4268 | 101.3% | 1671.509 | 0.05933 | 16.14% | 10.31% | 1.505% | 1.43%
947 | 130106.809 | 3922.3431 | 134029.1521 | 129763.1765 | 100.3% | 343.6325 | 432.6939 | 0.0909 | 14.94% | 9.165% | 0.3031% | 0.2883% | 20548.1949 | 4020.6055 | 134127.4145 | 131069.9602 | 131413.5927 | 1306.7837 | 100.3% | 343.6325 | 0.090991 | 14.93% | 9.162% | 0.3% | 0.2854%
948 | 134469.7628 | 3735.2712 | 138205.0339 | 133447.9412 | 100.8% | 1021.8216 | 325.2532 | 0.073761 | 15.51% | 9.71% | 0.8772% | 0.8337% | 15963.9026 | 1405.4868 | 135875.2495 | 135647.3938 | 135875.2495 | 1405.4868 | 100.2% | 227.8557 | 0.094228 | 14.83% | 9.059% | 0.192% | 0.1829%
949 | 133726.0207 | 7937.2696 | 141663.2903 | 131828.751 | 101.4% | 1897.2698 | 180.7959 | 0.056008 | 16.28% | 10.44% | 1.649% | 1.567% | 8824.648 | 8060.252 | 141786.2727 | 128747.534 | 132185.4123 | -1540.6085 | 102.7% | 3437.8783 | 0.032876 | 17.69% | 11.78% | 3.06% | 2.907%
950 | 140295.6669 | 4073.9314 | 144369.5983 | 139124.844 | 100.8% | 1170.8229 | 308.9831 | 0.071762 | 15.6% | 9.792% | 0.9642% | 0.9163% | 15822.379 | 2446.8083 | 142742.4751 | 137588.6986 | 139527.5942 | -768.0727 | 101.4% | 1938.8956 | 0.056799 | 16.25% | 10.41% | 1.615% | 1.534%
951 | 122399.5372 | 7504.5066 | 129904.0437 | 120883.8056 | 101.3% | 1515.7316 | 220.5441 | 0.060893 | 16.07% | 10.24% | 1.437% | 1.365% | 9852.9907 | 4683.4353 | 127082.9725 | 121026.8911 | 122542.6227 | 143.0855 | 101.3% | 1515.7316 | 0.060932 | 16.07% | 10.24% | 1.435% | 1.364%
952 | 133542.1457 | 7511.558 | 141053.7037 | 131781.1485 | 101.3% | 1760.9972 | 202.8583 | 0.05872 | 16.16% | 10.33% | 1.531% | 1.455% | 9887.8982 | 4590.2029 | 138132.3486 | 133388.4738 | 135149.471 | 1607.3253 | 101.3% | 1760.9972 | 0.059145 | 16.15% | 10.31% | 1.513% | 1.437%
953 | 131689.6256 | 7844.1854 | 139533.811 | 130212.0803 | 101.1% | 1477.5453 | 246.1058 | 0.064034 | 15.93% | 10.11% | 1.3% | 1.235% | 11829.4948 | 5445.6984 | 137135.324 | 131230.8737 | 132708.419 | 1018.7934 | 101.1% | 1477.5453 | 0.064266 | 15.92% | 10.1% | 1.29% | 1.226%
954 | 128611.7957 | 5419.5145 | 134031.3102 | 126796.3718 | 101.4% | 1815.4239 | 182.3811 | 0.056204 | 16.27% | 10.44% | 1.641% | 1.559% | 8561.5695 | 2981.9175 | 131593.7132 | 124594.6844 | 127510.952 | -1100.8437 | 102.3% | 2916.2676 | 0.037955 | 17.32% | 11.42% | 2.683% | 2.548%
955 | 125997.2444 | 5529.9669 | 131527.2114 | 124385.7924 | 101.3% | 1611.452 | 211.6115 | 0.059795 | 16.12% | 10.29% | 1.485% | 1.411% | 9731.7987 | 6243.5365 | 132240.781 | 124990.4421 | 126601.8941 | 604.6496 | 101.3% | 1611.452 | 0.059961 | 16.11% | 10.28% | 1.477% | 1.404%
956 | 133552.4395 | 7843.5171 | 141395.9566 | 131181.4046 | 101.8% | 2371.0349 | 101.798 | 0.047731 | 16.7% | 10.84% | 2.071% | 1.968% | 4962.3114 | 3463.4756 | 137015.9151 | 128384.4681 | 132153.9713 | -1398.4682 | 102.9% | 3769.5032 | 0.029524 | 18% | 12.07% | 3.365% | 3.197%
957 | 142897.554 | 3637.4731 | 146535.0272 | 141930.5824 | 100.7% | 966.9716 | 343.3577 | 0.076589 | 15.41% | 9.618% | 0.7805% | 0.7418% | 17908.7163 | 4881.6732 | 147779.2272 | 146187.2493 | 147154.221 | 4256.6669 | 100.7% | 966.9716 | 0.077271 | 15.39% | 9.596% | 0.7577% | 0.7202%
958 | 129905.3165 | 8198.2408 | 138103.5573 | 127621.9171 | 101.8% | 2283.3994 | 105.716 | 0.048066 | 16.68% | 10.82% | 2.05% | 1.948% | 5012.5712 | 3275.3378 | 133180.6543 | 123490.0739 | 127839.3949 | -2065.9216 | 103.5% | 4349.321 | 0.022646 | 18.67% | 12.71% | 4.037% | 3.835%
959 | 140493.2786 | 2667.5939 | 143160.8725 | 145273.3025 | 96.71% | -4780.0239 | 489.4998 | 0.34381 | 10.86% | 5.294% | -3.772% | -3.582% | 25101.5736 | 1000 | 141493.2786 | 140641.9371 | 138177.5959 | -2315.6827 | 98.25% | -2464.3412 | 0.19689 | 12.62% | 6.968% | -2.009% | -1.908%
960 | 132093.7599 | 5113.3068 | 137207.0667 | 131268.882 | 100.6% | 824.8779 | 354.7129 | 0.078407 | 15.35% | 9.56% | 0.7198% | 0.6842% | 17102.2068 | 3004.9015 | 135098.6614 | 135098.2486 | 135098.6614 | 3004.9015 | 100% | 0.41277 | 0.09999 | 14.63% | 8.877% | -0.0001642% | 0.0003327%
961 | 134043.5385 | 3851.8258 | 137895.3643 | 134013.4847 | 100% | 30.0538 | 484.6846 | 0.099229 | 14.66% | 8.901% | 0.02519% | 0.02442% | 23713.6251 | 1000 | 135043.5385 | 134752.5074 | 134782.5612 | 739.0227 | 100% | 30.0538 | 0.099234 | 14.66% | 8.9% | 0.02505% | 0.02428%
962 | 134682.223 | 4634.1081 | 139316.331 | 133261.0553 | 101.1% | 1421.1676 | 260.7409 | 0.065834 | 15.86% | 10.04% | 1.222% | 1.161% | 12817.765 | 7865.7055 | 142547.9285 | 134739.5245 | 136160.6922 | 1478.4692 | 101.1% | 1421.1676 | 0.066142 | 15.84% | 10.02% | 1.209% | 1.148%
963 | 133719.8859 | 3974.8894 | 137694.7753 | 132275.025 | 101.1% | 1444.8609 | 255.1979 | 0.065152 | 15.88% | 10.07% | 1.252% | 1.189% | 12455.6369 | 2666.5242 | 136386.4101 | 133589.7632 | 135034.6241 | 1314.7382 | 101.1% | 1444.8609 | 0.065435 | 15.87% | 10.05% | 1.239% | 1.178%
964 | 129139.054 | 2934.9785 | 132074.0325 | 130020.8932 | 99.32% | -881.8392 | 489.4998 | 0.13171 | 13.86% | 8.138% | -0.778% | -0.7384% | 23072.9435 | 3559.3611 | 132698.4151 | 127622.1569 | 127939.6859 | -1199.3681 | 100.2% | 317.529 | 0.091451 | 14.92% | 9.147% | 0.2847% | 0.2709%
965 | 134185.4523 | 5195.721 | 139381.1734 | 132726.8648 | 101.1% | 1458.5875 | 253.7723 | 0.064977 | 15.89% | 10.07% | 1.259% | 1.196% | 12429.1791 | 4137.7828 | 138323.2351 | 134801.3691 | 136259.9567 | 2074.5043 | 101.1% | 1458.5875 | 0.065423 | 15.87% | 10.05% | 1.24% | 1.178%
966 | 133761.3872 | 4807.6363 | 138569.0235 | 132182.9734 | 101.2% | 1578.4138 | 233.3648 | 0.062469 | 16% | 10.18% | 1.368% | 1.3% | 11393.5479 | 1000 | 134761.3872 | 131193.2243 | 133266.5126 | -494.8746 | 101.6% | 2073.2884 | 0.052288 | 16.44% | 10.6% | 1.811% | 1.721%
967 | 132969.9685 | 6109.0838 | 139079.0523 | 131533.0225 | 101.1% | 1436.946 | 255.168 | 0.065148 | 15.89% | 10.07% | 1.252% | 1.189% | 12384.3326 | 1293.0585 | 134263.0269 | 135254.698 | 134263.0269 | 1293.0585 | 99.27% | -991.6711 | 0.13442 | 13.79% | 8.078% | -0.841% | -0.7983%
968 | 127852.1304 | 8136.4742 | 135988.6046 | 125883.4832 | 101.6% | 1968.6472 | 154.0479 | 0.052722 | 16.43% | 10.58% | 1.792% | 1.703% | 7188.8029 | 6470.7284 | 134322.8588 | 124925.755 | 127373.2663 | -478.8641 | 102% | 2447.5113 | 0.044949 | 16.88% | 11.01% | 2.245% | 2.133%
969 | 133768.0527 | 4541.6475 | 138309.7002 | 132317.0145 | 101.1% | 1451.0382 | 254.2707 | 0.065038 | 15.89% | 10.07% | 1.257% | 1.194% | 12414.8547 | 3339.4027 | 137107.4554 | 131305.7654 | 133262.4281 | -505.6245 | 101.5% | 1956.6627 | 0.054665 | 16.34% | 10.5% | 1.708% | 1.622%
970 | 131913.7039 | 7782.5403 | 139696.2442 | 129571.7624 | 101.8% | 2341.9415 | 101.798 | 0.047731 | 16.7% | 10.84% | 2.071% | 1.968% | 4901.422 | 2299.7735 | 134213.4774 | 132084.8596 | 134213.4774 | 2299.7735 | 101.6% | 2128.6178 | 0.051465 | 16.48% | 10.63% | 1.847% | 1.755%
971 | 134845.0556 | 5533.4653 | 140378.521 | 133014.9276 | 101.4% | 1830.128 | 194.3743 | 0.057677 | 16.21% | 10.37% | 1.577% | 1.498% | 9566.8007 | 2076.3345 | 136921.3901 | 133352.7962 | 135182.9242 | 337.8686 | 101.4% | 1830.128 | 0.057769 | 16.21% | 10.37% | 1.573% | 1.494%
972 | 127950.1062 | 3643.4932 | 131593.5994 | 126366.2001 | 101.3% | 1583.906 | 220.6438 | 0.060905 | 16.07% | 10.24% | 1.436% | 1.365% | 10304.4596 | 2704.844 | 130654.9502 | 128071.5222 | 129655.4282 | 1705.3221 | 101.2% | 1583.906 | 0.061345 | 16.05% | 10.22% | 1.417% | 1.347%
973 | 136145.7609 | 3487.8906 | 139633.6515 | 134900.7635 | 100.9% | 1244.9973 | 291.5365 | 0.069618 | 15.69% | 9.881% | 1.057% | 1.005% | 14487.3835 | 1657.6359 | 137803.3967 | 135289.6921 | 136534.6894 | 388.9286 | 100.9% | 1244.9973 | 0.069688 | 15.69% | 9.878% | 1.054% | 1.002%
974 | 122601.6508 | 9720.1389 | 132321.7897 | 120780.0318 | 101.5% | 1821.619 | 165.9913 | 0.054189 | 16.36% | 10.52% | 1.728% | 1.642% | 7428.044 | 7346.5378 | 129948.1886 | 120128.4318 | 122275.8508 | -325.8 | 101.8% | 2147.419 | 0.048095 | 16.68% | 10.82% | 2.049% | 1.946%
975 | 140156.9437 | 4027.4984 | 144184.4421 | 141351.023 | 99.16% | -1194.0793 | 489.4998 | 0.13992 | 13.66% | 7.956% | -0.9689% | -0.9197% | 25041.4815 | 1000 | 141156.9437 | 140139.0257 | 139550.9451 | -605.9986 | 99.58% | -588.0807 | 0.11897 | 14.15% | 8.419% | -0.4816% | -0.4569%
976 | 124575.1444 | 6957.0805 | 131532.2248 | 122922.1113 | 101.3% | 1653.033 | 201.0439 | 0.058497 | 16.17% | 10.34% | 1.541% | 1.464% | 9141.4496 | 5480.3763 | 130055.5206 | 122543.5991 | 124385.8882 | -189.2561 | 101.5% | 1842.2892 | 0.054317 | 16.36% | 10.51% | 1.723% | 1.637%
977 | 134020.873 | 4833.9794 | 138854.8524 | 132447.7178 | 101.2% | 1573.1552 | 234.7206 | 0.062636 | 15.99% | 10.17% | 1.361% | 1.293% | 11481.9751 | 3054.6575 | 137075.5305 | 137262.4088 | 137075.5305 | 3054.6575 | 99.86% | -186.8782 | 0.105 | 14.48% | 8.728% | -0.1566% | -0.1482%
978 | 127721.2613 | 6012.546 | 133733.8073 | 126435.2386 | 101% | 1286.0227 | 271.3185 | 0.067134 | 15.8% | 9.984% | 1.165% | 1.107% | 12648.3958 | 3676.943 | 131398.2043 | 128601.9443 | 129887.967 | 2166.7057 | 101% | 1286.0227 | 0.067585 | 15.78% | 9.965% | 1.146% | 1.089%
979 | 132132.3773 | 4189.4423 | 136321.8196 | 130887.1046 | 101% | 1245.2727 | 285.4253 | 0.068866 | 15.72% | 9.912% | 1.09% | 1.036% | 13765.5797 | 2444.6552 | 134577.0324 | 130111.5227 | 131744.5863 | -387.7909 | 101.3% | 1633.0636 | 0.06086 | 16.07% | 10.24% | 1.438% | 1.367%
980 | 131728.5356 | 3316.4987 | 135045.0343 | 130527.9696 | 100.9% | 1200.566 | 292.2045 | 0.0697 | 15.69% | 9.878% | 1.054% | 1.001% | 14049.4587 | 1176.8982 | 132905.4337 | 127868.6712 | 130398.8864 | -1329.6492 | 102% | 2530.2152 | 0.04459 | 16.9% | 11.03% | 2.268% | 2.154%
981 | 129250.4505 | 7009.466 | 136259.9166 | 127829.0458 | 101.1% | 1421.4047 | 250.9808 | 0.064634 | 15.91% | 10.09% | 1.274% | 1.211% | 11840.3749 | 5304.1784 | 134554.6289 | 125805.9142 | 128238.8847 | -1011.5658 | 101.9% | 2432.9705 | 0.045412 | 16.85% | 10.98% | 2.216% | 2.106%
982 | 138371.4196 | 2884.3447 | 141255.7644 | 136676.3221 | 101.2% | 1695.0976 | 223.4651 | 0.061253 | 16.05% | 10.23% | 1.421% | 1.35% | 11286.234 | 4776.4971 | 143147.9167 | 139243.7491 | 140938.8467 | 2567.427 | 101.2% | 1695.0976 | 0.061856 | 16.03% | 10.2% | 1.395% | 1.325%
983 | 132924.0021 | 4688.2914 | 137612.2934 | 131482.1197 | 101.1% | 1441.8824 | 254.2707 | 0.065038 | 15.89% | 10.07% | 1.257% | 1.194% | 12336.5194 | 4987.1947 | 137911.1968 | 130806.8653 | 132586.3749 | -337.6272 | 101.4% | 1779.5096 | 0.058085 | 16.19% | 10.36% | 1.559% | 1.481%
984 | 140469.2478 | 5286.2723 | 145755.5201 | 138680.2242 | 101.3% | 1789.0236 | 212.7879 | 0.05994 | 16.11% | 10.28% | 1.478% | 1.405% | 10909.9052 | 3665.1624 | 144134.4102 | 140366.4459 | 142155.4696 | 1686.2217 | 101.3% | 1789.0236 | 0.060349 | 16.09% | 10.26% | 1.461% | 1.388%
985 | 126829.7296 | 6089.5796 | 132919.3092 | 124917.3084 | 101.5% | 1912.4212 | 161.1063 | 0.05359 | 16.39% | 10.54% | 1.754% | 1.667% | 7458.0679 | 5500.5671 | 132330.2967 | 126998.8498 | 128911.2711 | 2081.5415 | 101.5% | 1912.4212 | 0.054251 | 16.36% | 10.52% | 1.726% | 1.64%
986 | 142666.7682 | 1995.3394 | 144662.1076 | 141669.8939 | 100.7% | 996.8743 | 338.5624 | 0.075821 | 15.44% | 9.642% | 0.8061% | 0.7661% | 17630.0853 | 1000 | 143666.7682 | 141069.915 | 142366.7787 | -299.9894 | 100.9% | 1296.8637 | 0.069712 | 15.69% | 9.877% | 1.053% | 1.001%
987 | 136789.6648 | 2597.2721 | 139386.9369 | 138058.1266 | 99.08% | -1268.4618 | 489.4998 | 0.14357 | 13.58% | 7.876% | -1.054% | -1% | 24439.8585 | 2745.238 | 139534.9028 | 139937.7016 | 139534.9028 | 2745.238 | 99.71% | -402.7989 | 0.11247 | 14.3% | 8.563% | -0.3305% | -0.3134%
988 | 134432.0381 | 6144.587 | 140576.6251 | 132908.9407 | 101.1% | 1523.0974 | 243.6832 | 0.063738 | 15.95% | 10.12% | 1.313% | 1.248% | 11956.9717 | 4452.6219 | 138884.66 | 130646.6048 | 133300.8701 | -1131.168 | 102% | 2654.2654 | 0.04362 | 16.96% | 11.09% | 2.328% | 2.212%
989 | 125809.8357 | 6711.4846 | 132521.3203 | 124701.9874 | 100.9% | 1107.8483 | 298.9339 | 0.070527 | 15.65% | 9.843% | 1.018% | 0.9673% | 13727.2188 | 2307.1249 | 128116.9606 | 124826.4152 | 125934.2634 | 124.4278 | 100.9% | 1107.8483 | 0.07055 | 15.65% | 9.842% | 1.017% | 0.9663%
990 | 132958.6563 | 6879.0657 | 139837.722 | 131194.3794 | 101.3% | 1764.2769 | 201.0439 | 0.058497 | 16.17% | 10.34% | 1.541% | 1.464% | 9756.6402 | 5604.8922 | 138563.5486 | 134963.9614 | 136728.2383 | 3769.582 | 101.3% | 1764.2769 | 0.059487 | 16.13% | 10.3% | 1.498% | 1.423%
991 | 138451.4092 | 2382.1446 | 140833.5538 | 138128.5336 | 100.2% | 322.8756 | 439.3635 | 0.091968 | 14.9% | 9.131% | 0.2674% | 0.2545% | 22203.1296 | 3022.536 | 141473.9452 | 137237.1138 | 138005.6993 | -445.7099 | 100.6% | 768.5855 | 0.080756 | 15.27% | 9.486% | 0.6415% | 0.6098%
992 | 123451.2502 | 8203.6198 | 131654.87 | 122110.3173 | 101.1% | 1340.9329 | 253.9517 | 0.064999 | 15.89% | 10.07% | 1.258% | 1.196% | 11442.9894 | 5268.9539 | 128720.2041 | 124919.019 | 126259.9519 | 2808.7017 | 101.1% | 1340.9329 | 0.065649 | 15.86% | 10.04% | 1.23% | 1.169%
993 | 132008.0075 | 5932.9442 | 137940.9517 | 130498.3474 | 101.2% | 1509.6601 | 241.3603 | 0.063451 | 15.96% | 10.14% | 1.326% | 1.26% | 11629.4446 | 1000 | 133008.0075 | 126429.0711 | 129973.3693 | -2034.6382 | 102.8% | 3544.2982 | 0.031197 | 17.85% | 11.93% | 3.213% | 3.052%
994 | 133789.5183 | 2963.5087 | 136753.0269 | 132860.7225 | 100.7% | 928.7957 | 339.5494 | 0.075978 | 15.43% | 9.637% | 0.8009% | 0.7611% | 16581.2738 | 4303.2115 | 138092.7298 | 134394.5187 | 135323.3144 | 1533.7961 | 100.7% | 928.7957 | 0.076252 | 15.43% | 9.629% | 0.7917% | 0.7524%
995 | 136519.481 | 6250.4484 | 142769.9294 | 135044.1771 | 101.1% | 1475.304 | 255.168 | 0.065148 | 15.89% | 10.07% | 1.252% | 1.189% | 12714.9212 | 3139.01 | 139658.491 | 137025.8766 | 138501.1806 | 1981.6996 | 101.1% | 1475.304 | 0.065565 | 15.87% | 10.05% | 1.234% | 1.172%
996 | 128549.5636 | 9729.8135 | 138279.3772 | 126531.1133 | 101.6% | 2018.4503 | 147.3185 | 0.051896 | 16.46% | 10.61% | 1.828% | 1.737% | 6912.2715 | 8172.6543 | 136722.2179 | 126823.4545 | 128841.9049 | 292.3412 | 101.6% | 2018.4503 | 0.051993 | 16.46% | 10.61% | 1.824% | 1.733%
997 | 125982.6244 | 8025.818 | 134008.4424 | 123951.5585 | 101.6% | 2031.0659 | 138.017 | 0.050828 | 16.51% | 10.66% | 1.878% | 1.784% | 6346.5273 | 5070.5874 | 131053.2118 | 126566.2942 | 128597.3601 | 2614.7357 | 101.6% | 2031.0659 | 0.051645 | 16.47% | 10.62% | 1.839% | 1.747%
998 | 132943.0703 | 3712.492 | 136655.5624 | 131582.7317 | 101% | 1360.3386 | 267.7395 | 0.066694 | 15.82% | 10% | 1.185% | 1.126% | 12991.8483 | 1000 | 133943.0703 | 131198.26 | 132750.8345 | -192.2358 | 101.2% | 1552.5745 | 0.062751 | 15.99% | 10.16% | 1.356% | 1.288%
999 | 136339.1604 | 2004.9877 | 138344.1481 | 136269.3693 | 100.1% | 69.7912 | 478.5135 | 0.09824 | 14.69% | 8.932% | 0.0582% | 0.05576% | 23812.6465 | 1510.9304 | 137850.0909 | 135875.5605 | 136142.256 | -196.9044 | 100.2% | 266.6956 | 0.093255 | 14.86% | 9.09% | 0.2245% | 0.2137%
1000 | 131255.1293 | 6935.5852 | 138190.7145 | 129044.4246 | 101.7% | 2210.7047 | 122.026 | 0.049461 | 16.6% | 10.74% | 1.963% | 1.865% | 5846.0377 | 5225.7723 | 136480.9016 | 124735.037 | 129100.4355 | -2154.6938 | 103.5% | 4365.3985 | 0.02285 | 18.64% | 12.69% | 4.011% | 3.81%

## Alternative 2
Average >> | 134124.7201 | 5162.6236 | 139287.3437 | 132558.4053 | 101.2% | 1566.3148 | 266.9975 | 0.065532 | 16.01% | 10.18% | 1.376% | 1.308% | 13145.6824 | 2994.3245 | 137119.0446 | 132650.548 | 134450.2322 | 325.5121 | 101.4% | 1799.6842 | 0.063778 | 16.22% | 10.39% | 1.592% | 1.512%
Target IRM >> | 14.63%
Target UCAP Reserve Margin >> |  | 8.88%
| Measured after the Base Residual Auction | [12 empty] | Measured after the Final Incremental Auction
Draw Number | Cleared Quantity | Uncleared Quantity | BRA Total Supply Offers | BRA Reliability Requirement | Cleared Quantity as % of BRA Reliability Requirement | Excess (Deficit) Cleared Quantity | Clearing Price | Cleared LOLE | Cleared ICAP Reserve Margin (IRM) | Cleared UCAP Reserve Margin | Excess Cleared above Target IRM | Excess Cleared above Target UCAP Reserve Margin | Procurement Cost | Additional Supply Offered | Total Final Available Quantity | Final IA Reliability Requirement | Total Final Cleared Quantity | Capacity Procured (Released) in IA | Cleared Quantity as % of Final IA Reliability Requirement | Excess (Deficit) Supply | Cleared LOLE | Cleared IRM | Cleared UCAP Reserve Margin | Excess Cleared above Target IRM | Excess Cleared above Target UCAP Reserve Margin
| (UCAP MW) | (UCAP MW) | (UCAP MW) | (UCAP MW) | (% of BRA Reliability Requirement) | (UCAP MW) | (2026$/UCAP MW-D) | (Days/Year) | (ICAP %) | (UCAP %) | (ICAP %) | (UCAP %) | (2026$ Million/Year) | (UCAP MW) | (UCAP MW) | (UCAP MW) | (UCAP MW) | (UCAP MW) | (% of Final IA Reliability Requirement) | (UCAP MW) | (Days/Year) | (%) | (ICAP %) | (%) | (UCAP %)
1 | 137322.0317 | 3416.1332 | 140738.1649 | 136137.2141 | 100.9% | 1184.8176 | 302.8286 | 0.071004 | 15.63% | 9.824% | 0.9971% | 0.9476% | 15178.5375 | 3866.5865 | 141188.6182 | 129530.1037 | 134018.4765 | -3303.5552 | 103.5% | 4488.3728 | 0.023167 | 18.6% | 12.65% | 3.972% | 3.773%
2 | 134351.2083 | 2354.3728 | 136705.5811 | 132773.5042 | 101.2% | 1577.7041 | 240.7076 | 0.062623 | 15.99% | 10.17% | 1.362% | 1.294% | 11803.8646 | 1000 | 135351.2083 | 136629.3709 | 135351.2083 | 1000 | 99.06% | -1278.1626 | 0.14439 | 13.56% | 7.858% | -1.073% | -1.019%
3 | 137963.4383 | 7604.284 | 145567.7223 | 135074.8916 | 102.1% | 2888.5468 | 172.6108 | 0.041661 | 17.08% | 11.2% | 2.451% | 2.328% | 8692.1029 | 4366.6958 | 142330.1342 | 132462.7702 | 136657.3777 | -1306.0607 | 103.2% | 4194.6075 | 0.026618 | 18.26% | 12.32% | 3.629% | 3.448%
4 | 129540.7247 | 8224.8079 | 137765.5326 | 125395.1853 | 103.3% | 4145.5394 | 88.9445 | 0.024861 | 18.42% | 12.48% | 3.789% | 3.599% | 4205.5041 | 3475.6352 | 133016.3599 | 128014.6287 | 132160.168 | 2619.4434 | 103.2% | 4145.5394 | 0.025714 | 18.35% | 12.4% | 3.712% | 3.526%
5 | 140470.076 | 2065.7364 | 142535.8124 | 140029.2059 | 100.3% | 440.8701 | 421.976 | 0.089181 | 14.99% | 9.219% | 0.3604% | 0.3428% | 21635.377 | 1000 | 141470.076 | 141487.3594 | 141470.076 | 1000 | 99.99% | -17.2834 | 0.10042 | 14.62% | 8.863% | -0.01452% | -0.0133%
6 | 132633.7715 | 3853.0643 | 136486.8358 | 130714.5994 | 101.5% | 1919.1721 | 220.6486 | 0.055243 | 16.32% | 10.47% | 1.683% | 1.599% | 10681.8925 | 3695.115 | 136328.8865 | 130295.546 | 132424.2448 | -209.5267 | 101.6% | 2128.6988 | 0.050917 | 16.51% | 10.65% | 1.872% | 1.779%
7 | 130802.9449 | 6839.3697 | 137642.3146 | 126917.1193 | 103.1% | 3885.8256 | 106.45 | 0.027941 | 18.14% | 12.21% | 3.509% | 3.333% | 5082.2486 | 5513.5142 | 136316.4591 | 126880.6302 | 130784.7004 | -18.2445 | 103.1% | 3904.0702 | 0.027748 | 18.16% | 12.23% | 3.527% | 3.35%
8 | 129267.2563 | 7653.9823 | 136921.2385 | 127012.3894 | 101.8% | 2254.8669 | 198.6362 | 0.048321 | 16.67% | 10.81% | 2.035% | 1.933% | 9372.1635 | 3973.2329 | 133240.4891 | 129342.9883 | 131597.8553 | 2330.599 | 101.7% | 2254.8669 | 0.048907 | 16.63% | 10.77% | 1.998% | 1.898%
9 | 128219.7325 | 7736.75 | 135956.4825 | 126995.4345 | 101% | 1224.298 | 282.7198 | 0.068533 | 15.74% | 9.926% | 1.105% | 1.05% | 13231.3417 | 6432.2341 | 134651.9666 | 124901.0582 | 127172.5444 | -1047.1881 | 101.8% | 2271.4861 | 0.047526 | 16.72% | 10.86% | 2.084% | 1.98%
10 | 136333.1751 | 4569.8271 | 140903.0022 | 135014.106 | 101% | 1319.0691 | 279.9382 | 0.068192 | 15.75% | 9.94% | 1.119% | 1.064% | 13930.1761 | 3356.9026 | 139690.0777 | 135315.1764 | 136634.2455 | 301.0704 | 101% | 1319.0691 | 0.068249 | 15.75% | 9.938% | 1.117% | 1.061%
11 | 131692.9711 | 6264.2849 | 137957.2561 | 129524.2282 | 101.7% | 2168.7429 | 205.8636 | 0.050171 | 16.55% | 10.7% | 1.919% | 1.823% | 9895.4384 | 3692.0287 | 135384.9998 | 126760.5273 | 130311.1207 | -1381.8504 | 102.8% | 3550.5934 | 0.031227 | 17.84% | 11.93% | 3.21% | 3.05%
12 | 131383.2626 | 3753.8075 | 135137.0701 | 130954.8531 | 100.3% | 428.4095 | 419.3341 | 0.088759 | 15.01% | 9.232% | 0.3745% | 0.3562% | 20109.1196 | 1723.5274 | 133106.79 | 131405.7169 | 131834.1264 | 450.8638 | 100.3% | 428.4095 | 0.088797 | 15.01% | 9.231% | 0.3732% | 0.355%
13 | 128015.2922 | 5006.1846 | 133021.4768 | 126592.4276 | 101.1% | 1422.8645 | 248.4141 | 0.064317 | 15.92% | 10.1% | 1.288% | 1.224% | 11607.2951 | 1000 | 129015.2922 | 127015.119 | 128437.9835 | 422.6913 | 101.1% | 1422.8645 | 0.064416 | 15.92% | 10.1% | 1.284% | 1.22%
14 | 131307.9564 | 5703.4558 | 137011.4122 | 129423.3514 | 101.5% | 1884.605 | 221.506 | 0.055561 | 16.3% | 10.46% | 1.669% | 1.585% | 10616.2082 | 1000 | 132307.9564 | 128409.4231 | 130800.9923 | -506.9642 | 101.9% | 2391.5692 | 0.046723 | 16.77% | 10.9% | 2.134% | 2.028%
15 | 132440.6088 | 7590.218 | 140030.8268 | 130954.6376 | 101.1% | 1485.9713 | 246.1111 | 0.064034 | 15.93% | 10.11% | 1.3% | 1.235% | 11897.2151 | 3904.1322 | 136344.741 | 132449.7606 | 133935.7319 | 1495.1231 | 101.1% | 1485.9713 | 0.064372 | 15.92% | 10.1% | 1.286% | 1.221%
16 | 138360.8606 | 2296.1019 | 140656.9625 | 136736.0706 | 101.2% | 1624.79 | 240.7076 | 0.062623 | 15.99% | 10.17% | 1.362% | 1.294% | 12156.1457 | 5463.56 | 143824.4206 | 137653.2057 | 139277.9957 | 917.1351 | 101.2% | 1624.79 | 0.062831 | 15.99% | 10.16% | 1.353% | 1.285%
17 | 138273.6626 | 3117.9726 | 141391.6352 | 137252.524 | 100.7% | 1021.1387 | 329.9261 | 0.074435 | 15.49% | 9.686% | 0.8523% | 0.81% | 16651.3338 | 1000 | 139273.6626 | 135391.3558 | 137343.0786 | -930.5841 | 101.4% | 1951.7228 | 0.055946 | 16.29% | 10.45% | 1.652% | 1.569%
18 | 127839.4122 | 4955.016 | 132794.4281 | 125698.9215 | 101.7% | 2140.4906 | 203.8276 | 0.049649 | 16.58% | 10.73% | 1.952% | 1.854% | 9510.8772 | 1000 | 128839.4122 | 126642.2075 | 128782.6982 | 943.286 | 101.7% | 2140.4906 | 0.049882 | 16.57% | 10.72% | 1.937% | 1.84%
19 | 134240.5513 | 7173.1592 | 141413.7105 | 131033.0621 | 102.4% | 3207.4891 | 150.4406 | 0.035988 | 17.44% | 11.54% | 2.806% | 2.665% | 7371.2569 | 4572.5041 | 138813.0553 | 132497.7046 | 135705.1937 | 1464.6425 | 102.4% | 3207.4891 | 0.036485 | 17.41% | 11.51% | 2.775% | 2.636%
20 | 139693.9559 | 2859.6297 | 142553.5856 | 138624.8294 | 100.8% | 1069.1265 | 324.0739 | 0.073615 | 15.52% | 9.716% | 0.8836% | 0.8397% | 16523.9765 | 1000 | 140693.9559 | 138445.469 | 139604.2757 | -89.6802 | 100.8% | 1158.8067 | 0.071882 | 15.59% | 9.788% | 0.959% | 0.9113%
21 | 133284.3118 | 4271.9331 | 137556.2449 | 131819.7068 | 101.1% | 1464.605 | 251.1757 | 0.064658 | 15.91% | 10.09% | 1.273% | 1.21% | 12219.3915 | 1605.5967 | 134889.9085 | 132395.3947 | 133859.9997 | 575.6879 | 101.1% | 1464.605 | 0.064785 | 15.9% | 10.08% | 1.268% | 1.204%
22 | 130375.5625 | 5926.1619 | 136301.7245 | 129008.2738 | 101.1% | 1367.2888 | 262.1723 | 0.066008 | 15.85% | 10.03% | 1.214% | 1.154% | 12476.0131 | 3391.0547 | 133766.6172 | 127420.7636 | 129581.8075 | -793.7551 | 101.7% | 2161.0439 | 0.049775 | 16.58% | 10.72% | 1.944% | 1.847%
23 | 131255.1453 | 6679.4045 | 137934.5499 | 130220.1687 | 100.8% | 1034.9766 | 319.0193 | 0.072995 | 15.54% | 9.742% | 0.9106% | 0.8653% | 15283.6177 | 5588.6869 | 136843.8322 | 126345.6058 | 129317.8638 | -1937.2815 | 102.4% | 2972.2581 | 0.037737 | 17.33% | 11.44% | 2.696% | 2.561%
24 | 140958.6491 | 4342.7324 | 145301.3815 | 139620.812 | 101% | 1337.837 | 283.9759 | 0.068687 | 15.73% | 9.919% | 1.098% | 1.043% | 14610.5353 | 2153.9995 | 143112.6486 | 138368.0463 | 140332.2662 | -626.3829 | 101.4% | 1964.2199 | 0.056526 | 16.26% | 10.42% | 1.627% | 1.546%
25 | 130286.8088 | 6217.4682 | 136504.2771 | 128141.2228 | 101.7% | 2145.586 | 205.8636 | 0.050171 | 16.55% | 10.7% | 1.919% | 1.823% | 9789.7791 | 3641.4412 | 133928.25 | 128159.3629 | 130304.9489 | 18.1401 | 101.7% | 2145.586 | 0.050176 | 16.55% | 10.7% | 1.919% | 1.823%
26 | 126126.9597 | 5768.1349 | 131895.0946 | 124896.3224 | 101% | 1230.6373 | 278.1536 | 0.067972 | 15.76% | 9.949% | 1.129% | 1.073% | 12805.176 | 5050.6106 | 131177.5703 | 125358.7238 | 126589.3611 | 462.4014 | 101% | 1230.6373 | 0.068068 | 15.76% | 9.945% | 1.125% | 1.069%
27 | 145129.4969 | 1577.4945 | 146706.9915 | 145192.7335 | 99.96% | -63.2366 | 489.5105 | 0.1015 | 14.58% | 8.829% | -0.05044% | -0.04742% | 25930.4828 | 1000 | 146129.4969 | 146341.3266 | 146129.4969 | 1000 | 99.86% | -211.8296 | 0.10542 | 14.47% | 8.719% | -0.1664% | -0.1576%
28 | 125186.8967 | 4950.8942 | 130137.7909 | 123436.4479 | 101.4% | 1750.4488 | 224.2353 | 0.056564 | 16.26% | 10.42% | 1.625% | 1.544% | 10246.0303 | 1691.0082 | 126877.9048 | 124587.3674 | 126337.8162 | 1150.9195 | 101.4% | 1750.4488 | 0.05691 | 16.24% | 10.41% | 1.61% | 1.53%
29 | 139011.6035 | 3876.5935 | 142888.197 | 137562.9771 | 101.1% | 1448.6264 | 263.6179 | 0.066187 | 15.84% | 10.02% | 1.207% | 1.147% | 13375.7695 | 1000 | 140011.6035 | 137836.8219 | 139285.4483 | 273.8448 | 101.1% | 1448.6264 | 0.066242 | 15.84% | 10.02% | 1.204% | 1.144%
30 | 132595.829 | 6562.2157 | 139158.0447 | 129904.38 | 102.1% | 2691.449 | 177.3803 | 0.042883 | 17.01% | 11.13% | 2.375% | 2.256% | 8584.7579 | 5285.9482 | 137881.7771 | 130542.1885 | 133233.6375 | 637.8085 | 102.1% | 2691.449 | 0.043068 | 17% | 11.12% | 2.363% | 2.245%
31 | 132677.4404 | 4019.989 | 136697.4294 | 131473.5775 | 100.9% | 1203.8629 | 293.0982 | 0.069808 | 15.68% | 9.873% | 1.049% | 0.9969% | 14193.9432 | 2601.099 | 135278.5394 | 130204.4103 | 132042.8568 | -634.5836 | 101.4% | 1838.4465 | 0.056726 | 16.25% | 10.41% | 1.618% | 1.537%
32 | 135843.9638 | 3454.4096 | 139298.3733 | 134453.9418 | 101% | 1390.022 | 267.7453 | 0.066694 | 15.82% | 10% | 1.185% | 1.126% | 13275.6286 | 3575.7648 | 139419.7286 | 130121.5361 | 133677.761 | -2166.2028 | 102.7% | 3556.2248 | 0.032085 | 17.77% | 11.85% | 3.132% | 2.976%
33 | 129348.1998 | 4862.7143 | 134210.9141 | 127680.5791 | 101.3% | 1667.6207 | 232.2621 | 0.059517 | 16.13% | 10.3% | 1.497% | 1.422% | 10965.5817 | 2260.7515 | 131608.9512 | 124849.6737 | 127932.7471 | -1415.4527 | 102.5% | 3083.0734 | 0.035593 | 17.46% | 11.56% | 2.83% | 2.689%
34 | 135344.8458 | 4833.7445 | 140178.5903 | 132864.1981 | 101.9% | 2480.6477 | 192.0617 | 0.046638 | 16.77% | 10.91% | 2.14% | 2.033% | 9488.0155 | 2645.6922 | 137990.538 | 138121.4959 | 137990.538 | 2645.6922 | 99.91% | -130.9579 | 0.10327 | 14.52% | 8.773% | -0.1092% | -0.1032%
35 | 132843.8856 | 4257.8168 | 137101.7024 | 130197.2196 | 102% | 2646.666 | 180.183 | 0.043599 | 16.96% | 11.09% | 2.33% | 2.213% | 8736.7189 | 2461.7259 | 135305.6115 | 127517.8873 | 131504.2194 | -1339.6662 | 103.1% | 3986.3321 | 0.027129 | 18.22% | 12.28% | 3.583% | 3.404%
36 | 136214.3646 | 4365.845 | 140580.2096 | 137289.0274 | 99.22% | -1074.6628 | 489.5105 | 0.13686 | 13.74% | 8.024% | -0.8978% | -0.8523% | 24337.6041 | 4544.3779 | 140758.7425 | 137665.7197 | 137665.7197 | 1451.3551 | 100% | 0 | 0.1 | 14.63% | 8.876% | -0.0005144% | 0%
37 | 134061.9393 | 6271.9036 | 140333.8429 | 133117.867 | 100.7% | 944.0723 | 337.3834 | 0.07563 | 15.45% | 9.648% | 0.8125% | 0.7722% | 16509.0509 | 3673.7915 | 137735.7308 | 131397.3035 | 133201.6575 | -860.2818 | 101.4% | 1804.354 | 0.057748 | 16.21% | 10.37% | 1.574% | 1.495%
38 | 133799.0553 | 6011.3678 | 139810.4231 | 132219.1442 | 101.2% | 1579.9111 | 240.229 | 0.062447 | 16% | 10.18% | 1.369% | 1.301% | 11731.983 | 3809.6574 | 137608.7127 | 129373.389 | 132376.1777 | -1422.8776 | 102.3% | 3002.7887 | 0.038314 | 17.29% | 11.4% | 2.66% | 2.527%
39 | 138407.592 | 6178.4386 | 144586.0306 | 136404.7566 | 101.5% | 2002.8354 | 220.6387 | 0.055241 | 16.32% | 10.47% | 1.683% | 1.599% | 11146.3935 | 2597.8425 | 141005.4345 | 136635.0936 | 138637.929 | 230.337 | 101.5% | 2002.8354 | 0.055306 | 16.31% | 10.47% | 1.68% | 1.596%
40 | 142455.3607 | 4503.8329 | 146959.1936 | 141266.5143 | 100.8% | 1188.8464 | 308.9898 | 0.071762 | 15.6% | 9.792% | 0.9642% | 0.9163% | 16066.2986 | 2410.3115 | 144865.6722 | 139663.2403 | 141653.7237 | -801.637 | 101.4% | 1990.4834 | 0.056377 | 16.27% | 10.43% | 1.633% | 1.552%
41 | 140930.6036 | 1562.5111 | 142493.1147 | 140755.6619 | 100.1% | 174.9417 | 462.8517 | 0.095729 | 14.78% | 9.012% | 0.142% | 0.1353% | 23808.9367 | 2957.2537 | 143887.8573 | 136852.0018 | 138978.7735 | -1951.8301 | 101.6% | 2126.7718 | 0.05298 | 16.41% | 10.57% | 1.781% | 1.692%
42 | 135369.5688 | 5726.9895 | 141096.5584 | 133426.6693 | 101.5% | 1942.8995 | 221.506 | 0.055561 | 16.3% | 10.46% | 1.669% | 1.585% | 10944.5883 | 1932.6283 | 137302.1971 | 129275.1521 | 133293.8102 | -2075.7586 | 103.1% | 4018.6582 | 0.027349 | 18.2% | 12.26% | 3.563% | 3.385%
43 | 140504.4878 | 3962.9595 | 144467.4473 | 139040.3042 | 101.1% | 1464.1836 | 263.6179 | 0.066187 | 15.84% | 10.02% | 1.207% | 1.147% | 13519.4156 | 2140.9615 | 142645.4493 | 135592.9163 | 138780.7939 | -1723.694 | 102.4% | 3187.8776 | 0.037763 | 17.33% | 11.44% | 2.695% | 2.56%
44 | 134152.7105 | 8309.7508 | 142462.4613 | 131172.4336 | 102.3% | 2980.2769 | 163.0439 | 0.039212 | 17.24% | 11.35% | 2.604% | 2.474% | 7983.565 | 2055.1865 | 136207.897 | 134522.0357 | 136207.897 | 2055.1865 | 101.3% | 1685.8613 | 0.06091 | 16.07% | 10.24% | 1.436% | 1.364%
45 | 140374.0206 | 2.9104e-11 | 140374.0206 | 140821.8792 | 99.68% | -447.8586 | 489.5105 | 0.11396 | 14.27% | 8.53% | -0.3651% | -0.3463% | 25080.8155 | 4162.4489 | 144536.4694 | 143388.099 | 143388.099 | 3014.0784 | 100% | 0 | 0.1 | 14.63% | 8.876% | -0.0005144% | -2.22e-14%
46 | 133899.1957 | 4119.9753 | 138019.1709 | 132083.8938 | 101.4% | 1815.3019 | 227.3699 | 0.057717 | 16.21% | 10.37% | 1.575% | 1.496% | 11112.2973 | 1000 | 134899.1957 | 129685.6792 | 132700.0884 | -1199.1073 | 102.3% | 3014.4092 | 0.038252 | 17.3% | 11.41% | 2.664% | 2.531%
47 | 135215.5851 | 6146.163 | 141361.7481 | 132292.8348 | 102.2% | 2922.7503 | 167.5353 | 0.040363 | 17.17% | 11.28% | 2.532% | 2.405% | 8268.4828 | 3111.7183 | 138327.3035 | 135841.5775 | 138327.3035 | 3111.7183 | 101.8% | 2485.726 | 0.04732 | 16.73% | 10.87% | 2.097% | 1.992%
48 | 138642.132 | 3246.5398 | 141888.6718 | 137252.6801 | 101% | 1389.452 | 272.3613 | 0.06726 | 15.79% | 9.978% | 1.16% | 1.102% | 13782.6729 | 2343.7427 | 140985.8747 | 133862.1547 | 136946.8694 | -1695.2627 | 102.3% | 3084.7146 | 0.038619 | 17.27% | 11.39% | 2.641% | 2.509%
49 | 133101.6176 | 4266.0775 | 137367.6951 | 130864.4475 | 101.7% | 2237.1701 | 203.3502 | 0.049527 | 16.59% | 10.74% | 1.959% | 1.861% | 9879.1786 | 1729.6759 | 134831.2935 | 135066.4886 | 134831.2935 | 1729.6759 | 99.83% | -235.1951 | 0.10687 | 14.43% | 8.687% | -0.2001% | -0.1896%
50 | 127385.3753 | 9954.7984 | 137340.1738 | 124605.5984 | 102.2% | 2779.7769 | 165.9949 | 0.039967 | 17.19% | 11.31% | 2.557% | 2.429% | 7718.0436 | 5043.7112 | 132429.0865 | 125486.8761 | 128266.653 | 881.2777 | 102.2% | 2779.7769 | 0.040255 | 17.17% | 11.29% | 2.539% | 2.412%
51 | 142209.2902 | 5726.7033 | 147935.9934 | 141386.5204 | 100.6% | 822.7697 | 364.6804 | 0.080004 | 15.3% | 9.51% | 0.6666% | 0.6336% | 18929.2418 | 2230.4096 | 144439.6998 | 140824.3225 | 141928.1912 | -281.099 | 100.8% | 1103.8687 | 0.073283 | 15.53% | 9.73% | 0.898% | 0.8534%
52 | 134829.6637 | 6093.9961 | 140923.6599 | 133082.3311 | 101.3% | 1747.3327 | 231.7689 | 0.059336 | 16.14% | 10.31% | 1.505% | 1.43% | 11406.0014 | 4538.0695 | 139367.7333 | 132947.4998 | 134762.2481 | -67.4157 | 101.4% | 1814.7483 | 0.057964 | 16.2% | 10.36% | 1.564% | 1.486%
53 | 133041.6213 | 3823.0351 | 136864.6564 | 131619.8292 | 101.1% | 1421.792 | 257.7956 | 0.065471 | 15.87% | 10.05% | 1.238% | 1.176% | 12518.6034 | 3022.0689 | 136063.6902 | 127724.1194 | 131093.7664 | -1947.8549 | 102.6% | 3369.6469 | 0.033279 | 17.66% | 11.75% | 3.024% | 2.872%
54 | 137218.7566 | 3920.5359 | 141139.2925 | 136245.337 | 100.7% | 973.4196 | 336.2569 | 0.07545 | 15.45% | 9.654% | 0.8185% | 0.7779% | 16841.3728 | 1884.2287 | 139102.9853 | 141848.0945 | 139102.9853 | 1884.2287 | 98.06% | -2745.1092 | 0.21047 | 12.41% | 6.769% | -2.219% | -2.107%
55 | 135174.3078 | 6075.2498 | 141249.5576 | 133531.7068 | 101.2% | 1642.601 | 237.7062 | 0.061519 | 16.04% | 10.22% | 1.41% | 1.339% | 11728.0951 | 2822.8741 | 137997.1819 | 133277.1143 | 135047.0115 | -127.2963 | 101.3% | 1769.8973 | 0.05894 | 16.16% | 10.32% | 1.522% | 1.446%
56 | 134939.4397 | 2296.8573 | 137236.297 | 134002.661 | 100.7% | 936.7787 | 339.5568 | 0.075978 | 15.43% | 9.637% | 0.8009% | 0.7611% | 16724.1563 | 1000 | 135939.4397 | 135437.1141 | 135939.4397 | 1000 | 100.4% | 502.3256 | 0.087255 | 15.06% | 9.28% | 0.4246% | 0.4038%
57 | 141198.0991 | 1433.9077 | 142632.0069 | 140740.2693 | 100.3% | 457.8299 | 419.7329 | 0.088822 | 15.01% | 9.23% | 0.3724% | 0.3542% | 21631.9008 | 1000 | 142198.0991 | 139103.6713 | 140379.8002 | -818.299 | 100.9% | 1276.1289 | 0.069763 | 15.68% | 9.875% | 1.051% | 0.9988%
58 | 136063.2999 | 3318.6171 | 139381.917 | 134056.4766 | 101.5% | 2006.8233 | 218.581 | 0.054485 | 16.35% | 10.51% | 1.716% | 1.63% | 10855.4101 | 2038.9117 | 138102.2116 | 138249.9849 | 138102.2116 | 2038.9117 | 99.89% | -147.7733 | 0.10369 | 14.51% | 8.76% | -0.123% | -0.1164%
59 | 134785.5576 | 6897.2942 | 141682.8518 | 132163.0075 | 102% | 2622.5501 | 183.6612 | 0.044488 | 16.91% | 11.04% | 2.274% | 2.16% | 9035.5285 | 4409.1774 | 139194.735 | 129312.3486 | 133360.2281 | -1425.3295 | 103.1% | 4047.8796 | 0.027076 | 18.22% | 12.28% | 3.588% | 3.408%
60 | 129612.0771 | 4163.4369 | 133775.514 | 127598.8248 | 101.6% | 2013.2522 | 212.7925 | 0.052355 | 16.44% | 10.59% | 1.808% | 1.718% | 10066.8756 | 1000 | 130612.0771 | 125789.7155 | 128707.5224 | -904.5547 | 102.3% | 2917.8069 | 0.03834 | 17.29% | 11.4% | 2.658% | 2.525%
61 | 133294.5531 | 3221.8596 | 136516.4127 | 132392.5639 | 100.7% | 901.9892 | 343.3652 | 0.076589 | 15.41% | 9.618% | 0.7805% | 0.7418% | 16705.5807 | 3123.1845 | 136417.7376 | 130474.6444 | 132335.5933 | -958.9597 | 101.4% | 1860.9489 | 0.056348 | 16.27% | 10.43% | 1.634% | 1.553%
62 | 122821.0966 | 5444.0194 | 128265.116 | 119732.0989 | 102.6% | 3088.9977 | 140.9711 | 0.034014 | 17.59% | 11.69% | 2.957% | 2.809% | 6319.6904 | 3640.0338 | 126461.1304 | 120336.8297 | 123425.8275 | 604.7309 | 102.6% | 3088.9977 | 0.034178 | 17.58% | 11.67% | 2.942% | 2.795%
63 | 136511.6762 | 4375.3742 | 140887.0505 | 134447.1001 | 101.5% | 2064.5762 | 215.8143 | 0.053467 | 16.39% | 10.55% | 1.76% | 1.672% | 10753.3296 | 1000 | 137511.6762 | 135674.6465 | 137511.6762 | 1000 | 101.4% | 1837.0298 | 0.058254 | 16.18% | 10.35% | 1.552% | 1.474%
64 | 134397.7163 | 5990.5787 | 140388.295 | 133408.87 | 100.7% | 988.8464 | 330.5143 | 0.07453 | 15.48% | 9.683% | 0.8492% | 0.807% | 16213.4354 | 4508.4095 | 138906.1258 | 133555.7214 | 134544.5677 | 146.8514 | 100.7% | 988.8464 | 0.074558 | 15.48% | 9.682% | 0.8482% | 0.8061%
65 | 137050.2798 | 3938.2264 | 140988.5062 | 137740.4402 | 99.5% | -690.1604 | 489.5105 | 0.12298 | 14.06% | 8.331% | -0.5749% | -0.5455% | 24486.9582 | 3345.371 | 140395.6508 | 138146.3228 | 138146.3228 | 1096.043 | 100% | 0 | 0.1 | 14.63% | 8.876% | -0.0005144% | 0%
66 | 141234.0197 | 2328.0333 | 143562.053 | 141632.0992 | 99.72% | -398.0795 | 489.5105 | 0.11214 | 14.31% | 8.57% | -0.3227% | -0.306% | 25234.4727 | 1000 | 142234.0197 | 142538.2787 | 142234.0197 | 1000 | 99.79% | -304.259 | 0.10881 | 14.39% | 8.644% | -0.2452% | -0.2324%
67 | 135282.3698 | 3887.4244 | 139169.7942 | 134269.8049 | 100.8% | 1012.5649 | 327.7428 | 0.074087 | 15.5% | 9.697% | 0.864% | 0.8211% | 16183.3033 | 3350.1452 | 138632.515 | 135305.2881 | 136317.853 | 1035.4832 | 100.7% | 1012.5649 | 0.074285 | 15.49% | 9.691% | 0.8573% | 0.8148%
68 | 143403.3417 | 3259.1669 | 146662.5085 | 144332.8012 | 99.36% | -929.4595 | 489.5105 | 0.13002 | 13.89% | 8.175% | -0.7387% | -0.7011% | 25622.0683 | 3364.1863 | 146767.528 | 143311.383 | 142892.6326 | -510.7091 | 99.71% | -418.7505 | 0.11269 | 14.3% | 8.558% | -0.3355% | -0.3181%
69 | 129765.1334 | 6853.1944 | 136618.3278 | 128004.4875 | 101.4% | 1760.6459 | 227.2884 | 0.057688 | 16.21% | 10.37% | 1.576% | 1.498% | 10765.3508 | 4785.5205 | 134550.6539 | 126890.7751 | 129208.2772 | -556.8562 | 101.8% | 2317.5021 | 0.047384 | 16.73% | 10.86% | 2.093% | 1.988%
70 | 133616.7879 | 3771.6801 | 137388.468 | 132087.448 | 101.2% | 1529.3399 | 242.8909 | 0.063425 | 15.96% | 10.14% | 1.327% | 1.261% | 11845.8223 | 1000 | 134616.7879 | 131094.624 | 133120.3759 | -496.412 | 101.5% | 2025.7519 | 0.053213 | 16.4% | 10.56% | 1.771% | 1.682%
71 | 131446.5258 | 5766.9001 | 137213.4259 | 130046.9818 | 101.1% | 1399.544 | 258.663 | 0.065577 | 15.87% | 10.05% | 1.233% | 1.172% | 12410.1265 | 1132.3104 | 132578.8362 | 129903.4594 | 131374.7646 | -71.7612 | 101.1% | 1471.3052 | 0.06409 | 15.93% | 10.11% | 1.298% | 1.233%
72 | 124085.1495 | 5331.8142 | 129416.9637 | 121649.6879 | 102% | 2435.4616 | 182.385 | 0.044163 | 16.93% | 11.06% | 2.294% | 2.18% | 8260.4157 | 1513.0025 | 125598.152 | 124133.0075 | 125598.152 | 1513.0025 | 101.2% | 1465.1445 | 0.062833 | 15.99% | 10.16% | 1.352% | 1.285%
73 | 140954.8706 | 5463.3671 | 146418.2376 | 139315.2322 | 101.2% | 1639.6384 | 241.5182 | 0.062922 | 15.98% | 10.16% | 1.349% | 1.281% | 12425.7547 | 4500.6943 | 145455.5649 | 142576.9929 | 144216.6313 | 3261.7608 | 101.2% | 1639.6384 | 0.063631 | 15.95% | 10.13% | 1.318% | 1.252%
74 | 141006.7649 | 4338.6697 | 145345.4346 | 139002.9507 | 101.4% | 2003.8142 | 222.5537 | 0.055946 | 16.29% | 10.45% | 1.652% | 1.57% | 11454.2745 | 3881.3266 | 144888.0916 | 135893.1647 | 139451.8719 | -1554.893 | 102.6% | 3558.7072 | 0.033525 | 17.63% | 11.73% | 3.001% | 2.851%
75 | 131100.3884 | 7338.7497 | 138439.1381 | 127888.2351 | 102.5% | 3212.1533 | 145.8662 | 0.034875 | 17.51% | 11.61% | 2.879% | 2.735% | 6979.9355 | 2827.638 | 133928.0265 | 127707.5315 | 131010.0366 | -90.3518 | 102.6% | 3302.5051 | 0.033938 | 17.6% | 11.69% | 2.964% | 2.816%
76 | 128216.3167 | 6862.2426 | 135078.5593 | 124670.3815 | 102.8% | 3545.9352 | 122.0287 | 0.030682 | 17.89% | 11.97% | 3.26% | 3.097% | 5710.8156 | 4222.8606 | 132439.1773 | 127414.0472 | 130959.9824 | 2743.6657 | 102.8% | 3545.9352 | 0.031454 | 17.82% | 11.91% | 3.19% | 3.03%
77 | 141606.1321 | 4538.6581 | 146144.7902 | 140203.4104 | 101% | 1402.7218 | 274.9035 | 0.067572 | 15.78% | 9.965% | 1.146% | 1.089% | 14208.7297 | 4920.3237 | 146526.4559 | 139797.5155 | 141403.1847 | -202.9474 | 101.1% | 1605.6692 | 0.063669 | 15.95% | 10.13% | 1.316% | 1.251%
78 | 134732.8413 | 6090.9249 | 140823.7661 | 133741.5292 | 100.7% | 991.3121 | 330.5143 | 0.07453 | 15.48% | 9.683% | 0.8492% | 0.807% | 16253.8641 | 2501.2608 | 137234.102 | 131435.004 | 133579.5787 | -1153.2626 | 101.6% | 2144.5747 | 0.050955 | 16.5% | 10.65% | 1.87% | 1.776%
79 | 137574.7876 | 5598.9739 | 143173.7615 | 136777.5856 | 100.6% | 797.202 | 364.4909 | 0.079972 | 15.3% | 9.511% | 0.6676% | 0.6346% | 18302.839 | 1719.2399 | 139294.0275 | 132373.389 | 135372.6893 | -2202.0983 | 102.3% | 2999.3003 | 0.039327 | 17.23% | 11.34% | 2.597% | 2.467%
80 | 138652.8355 | 3064.1511 | 141716.9865 | 138198.0897 | 100.3% | 454.7457 | 418.9253 | 0.088693 | 15.01% | 9.234% | 0.3767% | 0.3583% | 21201.0917 | 1000 | 139652.8355 | 135426.8312 | 137267.2062 | -1385.6293 | 101.4% | 1840.375 | 0.058124 | 16.19% | 10.36% | 1.557% | 1.48%
81 | 136986.9957 | 4096.6342 | 141083.6299 | 135506.8332 | 101.1% | 1480.1624 | 255.2035 | 0.065152 | 15.88% | 10.07% | 1.252% | 1.189% | 12760.2387 | 4093.3973 | 141080.3929 | 137478.8495 | 138959.0119 | 1972.0163 | 101.1% | 1480.1624 | 0.065565 | 15.87% | 10.05% | 1.234% | 1.172%
82 | 126000.5346 | 8302.6935 | 134303.228 | 124631.9112 | 101.1% | 1368.6233 | 253.9573 | 0.064999 | 15.89% | 10.07% | 1.258% | 1.196% | 11679.5445 | 5400.5118 | 131401.0464 | 125230.1907 | 126598.814 | 598.2794 | 101.1% | 1368.6233 | 0.065137 | 15.89% | 10.07% | 1.252% | 1.19%
83 | 139202.3013 | 4202.7667 | 143405.068 | 137890.3986 | 101% | 1311.9027 | 285.4315 | 0.068866 | 15.72% | 9.912% | 1.09% | 1.036% | 14502.4436 | 1170.0798 | 140372.3811 | 141081.7038 | 140372.3811 | 1170.0798 | 99.5% | -709.3227 | 0.12307 | 14.06% | 8.329% | -0.5769% | -0.5474%
84 | 132952.969 | 5521.7162 | 138474.6853 | 131044.7539 | 101.5% | 1908.2151 | 221.506 | 0.055561 | 16.3% | 10.46% | 1.669% | 1.585% | 10749.2069 | 2995.844 | 135948.813 | 131707.6722 | 133615.8873 | 662.9183 | 101.4% | 1908.2151 | 0.055754 | 16.29% | 10.45% | 1.66% | 1.577%
85 | 141651.3607 | 4380.504 | 146031.8647 | 140175.2256 | 101.1% | 1476.1351 | 263.6179 | 0.066187 | 15.84% | 10.02% | 1.207% | 1.147% | 13629.7683 | 1578.5854 | 143229.9461 | 138688.0088 | 140907.7523 | -743.6084 | 101.6% | 2219.7435 | 0.051756 | 16.47% | 10.62% | 1.834% | 1.743%
86 | 131200.3555 | 7637.9405 | 138838.296 | 128285.6668 | 102.3% | 2914.6887 | 163.0439 | 0.039212 | 17.24% | 11.35% | 2.604% | 2.474% | 7807.8674 | 5996.0598 | 137196.4153 | 130767.6265 | 133682.3152 | 2481.9597 | 102.2% | 2914.6887 | 0.040003 | 17.19% | 11.3% | 2.555% | 2.427%
87 | 136475.6516 | 4042.0139 | 140517.6655 | 135237.3252 | 100.9% | 1238.3264 | 293.0982 | 0.069808 | 15.68% | 9.873% | 1.049% | 0.9969% | 14600.279 | 5653.8037 | 142129.4553 | 135283.6728 | 136521.9993 | 46.3477 | 100.9% | 1238.3264 | 0.069817 | 15.68% | 9.873% | 1.049% | 0.9966%
88 | 138318.1839 | 5361.1699 | 143679.3538 | 135778.1787 | 101.9% | 2540.0052 | 191.8004 | 0.046572 | 16.78% | 10.91% | 2.144% | 2.037% | 9683.2591 | 2822.2104 | 141140.3943 | 136809.0092 | 139349.0144 | 1030.8305 | 101.9% | 2540.0052 | 0.04683 | 16.76% | 10.9% | 2.128% | 2.021%
89 | 130612.9984 | 4910.2631 | 135523.2615 | 128705.8635 | 101.5% | 1907.1348 | 219.6717 | 0.054886 | 16.33% | 10.49% | 1.698% | 1.613% | 10472.5741 | 1394.399 | 132007.3973 | 127624.1645 | 130072.1488 | -540.8495 | 101.9% | 2447.9843 | 0.045702 | 16.83% | 10.96% | 2.198% | 2.088%
90 | 135289.5369 | 6862.5127 | 142152.0496 | 131665.31 | 102.8% | 3624.2269 | 128.6007 | 0.031838 | 17.79% | 11.87% | 3.155% | 2.997% | 6350.3921 | 3912.7429 | 139202.2798 | 131033.2768 | 134973.5203 | -316.0166 | 103% | 3940.2434 | 0.02863 | 18.08% | 12.15% | 3.447% | 3.274%
91 | 140169.4414 | 3571.196 | 143740.6374 | 139501.2849 | 100.5% | 668.1565 | 386.7731 | 0.083542 | 15.18% | 9.398% | 0.5485% | 0.5215% | 19788.0282 | 1000 | 141169.4414 | 139439.6248 | 140138.6113 | -30.8301 | 100.5% | 698.9866 | 0.082775 | 15.21% | 9.422% | 0.5741% | 0.5458%
92 | 131283.8785 | 6864.5165 | 138148.395 | 129466.7282 | 101.4% | 1817.1503 | 225.2766 | 0.056948 | 16.24% | 10.4% | 1.608% | 1.528% | 10794.9446 | 1000 | 132283.8785 | 133080.143 | 132283.8785 | 1000 | 99.4% | -796.2644 | 0.12777 | 13.95% | 8.225% | -0.6864% | -0.6514%
93 | 136443.275 | 5357.7591 | 141801.0341 | 135653.8653 | 100.6% | 789.4097 | 364.6804 | 0.080004 | 15.3% | 9.51% | 0.6666% | 0.6336% | 18161.7371 | 1676.8912 | 138120.1662 | 134908.5937 | 136070.6392 | -372.6358 | 100.9% | 1162.0455 | 0.07124 | 15.62% | 9.814% | 0.9869% | 0.9378%
94 | 132225.9103 | 3053.1824 | 135279.0926 | 131470.4233 | 100.6% | 755.487 | 366.2456 | 0.080254 | 15.29% | 9.502% | 0.6582% | 0.6257% | 17675.9129 | 2069.9951 | 134295.9054 | 129529.2131 | 131255.3052 | -970.6051 | 101.3% | 1726.0921 | 0.058818 | 16.16% | 10.33% | 1.527% | 1.451%
95 | 138797.67 | 2365.8694 | 141163.5394 | 141613.2367 | 98.01% | -2815.5667 | 489.5105 | 0.21508 | 12.35% | 6.712% | -2.28% | -2.165% | 24799.1668 | 5453.9547 | 144251.6247 | 140493.7653 | 138237.9343 | -559.7357 | 98.39% | -2255.831 | 0.18732 | 12.79% | 7.128% | -1.841% | -1.748%
96 | 134827.9158 | 6262.2085 | 141090.1243 | 133512.3821 | 101% | 1315.5337 | 278.1536 | 0.067972 | 15.76% | 9.949% | 1.129% | 1.073% | 13688.55 | 3034.567 | 137862.4828 | 135203.9196 | 136519.4532 | 1691.5374 | 101% | 1315.5337 | 0.068297 | 15.75% | 9.936% | 1.115% | 1.059%
97 | 134813.1996 | 5936.7129 | 140749.9126 | 133292.9701 | 101.1% | 1520.2295 | 244.8649 | 0.063881 | 15.94% | 10.12% | 1.307% | 1.242% | 12049.0244 | 3216.775 | 138029.9746 | 133246.584 | 134790.0066 | -23.193 | 101.2% | 1543.4226 | 0.063412 | 15.96% | 10.14% | 1.327% | 1.261%
98 | 135452.0448 | 5356.8605 | 140808.9053 | 133545.8689 | 101.4% | 1906.1759 | 223.5717 | 0.05632 | 16.27% | 10.43% | 1.636% | 1.554% | 11053.3837 | 2186.0699 | 137638.1147 | 134198.3858 | 136104.5617 | 652.517 | 101.4% | 1906.1759 | 0.056503 | 16.26% | 10.42% | 1.628% | 1.546%
99 | 134944.0525 | 5408.5464 | 140352.5989 | 133507.2694 | 101.1% | 1436.7831 | 258.663 | 0.065577 | 15.87% | 10.05% | 1.233% | 1.172% | 12740.3349 | 1586.9277 | 136530.9802 | 133650.85 | 135087.6331 | 143.5806 | 101.1% | 1436.7831 | 0.065608 | 15.87% | 10.05% | 1.232% | 1.17%
100 | 135554.8021 | 2127.7664 | 137682.5685 | 133962.964 | 101.2% | 1591.8381 | 240.7076 | 0.062623 | 15.99% | 10.17% | 1.362% | 1.294% | 11909.6103 | 1788.6495 | 137343.4516 | 131697.7917 | 134422.2159 | -1132.5862 | 102.1% | 2724.4242 | 0.042941 | 17% | 11.13% | 2.371% | 2.252%
101 | 130011.3882 | 6094.2838 | 136105.6721 | 127702.3996 | 101.8% | 2308.9886 | 196.2865 | 0.047719 | 16.71% | 10.84% | 2.072% | 1.969% | 9314.6106 | 6320.3401 | 136331.7283 | 122286.8792 | 127303.628 | -2707.7602 | 104.1% | 5016.7488 | 0.017324 | 19.34% | 13.34% | 4.702% | 4.467%
102 | 141351.3385 | 3583.638 | 144934.9765 | 139904.9623 | 101% | 1446.3762 | 267.7453 | 0.066694 | 15.82% | 10% | 1.185% | 1.126% | 13813.8481 | 1885.6116 | 143236.9501 | 142938.8874 | 143236.9501 | 1885.6116 | 100.2% | 298.0627 | 0.092835 | 14.87% | 9.103% | 0.2385% | 0.227%
103 | 137765.3596 | 4432.6314 | 142197.9909 | 136371.6507 | 101% | 1393.7089 | 270.2876 | 0.067006 | 15.8% | 9.989% | 1.171% | 1.113% | 13591.2371 | 5898.1273 | 143663.4868 | 134859.8314 | 137009.4499 | -755.9097 | 101.6% | 2149.6185 | 0.051929 | 16.46% | 10.61% | 1.827% | 1.735%
104 | 128052.8851 | 5216.6312 | 133269.5163 | 125298.5506 | 102.2% | 2754.3346 | 168.3278 | 0.040566 | 17.15% | 11.27% | 2.519% | 2.393% | 7867.525 | 1000 | 129052.8851 | 124671.7341 | 127739.4769 | -313.4082 | 102.5% | 3067.7428 | 0.035753 | 17.45% | 11.56% | 2.82% | 2.679%
105 | 144547.6436 | 3384.4999 | 147932.1435 | 144145.6928 | 100.3% | 401.9508 | 429.6926 | 0.090418 | 14.95% | 9.18% | 0.3191% | 0.3036% | 22670.5318 | 2545.4357 | 147093.0793 | 143414.2626 | 144181.9285 | -365.7151 | 100.5% | 767.6659 | 0.081607 | 15.25% | 9.459% | 0.6131% | 0.5828%
106 | 139021.0968 | 4455.8044 | 143476.9012 | 139500.3905 | 99.66% | -479.2937 | 489.5105 | 0.11522 | 14.24% | 8.502% | -0.3944% | -0.3741% | 24839.0867 | 2166.9169 | 141188.0137 | 135988.641 | 137265.222 | -1755.8748 | 100.9% | 1276.5811 | 0.0692 | 15.71% | 9.898% | 1.076% | 1.022%
107 | 130050.653 | 5530.3139 | 135580.9669 | 129163.7425 | 100.7% | 886.9106 | 342.2187 | 0.076405 | 15.42% | 9.624% | 0.7866% | 0.7476% | 16244.605 | 1000 | 131050.653 | 129790.5036 | 130677.4142 | 626.7612 | 100.7% | 886.9106 | 0.076519 | 15.42% | 9.62% | 0.7828% | 0.744%
108 | 130772.4084 | 5910.6173 | 136683.0257 | 128971.1098 | 101.4% | 1801.2986 | 225.7709 | 0.057129 | 16.23% | 10.4% | 1.601% | 1.521% | 10776.4809 | 2255.3959 | 133027.8043 | 129033.3108 | 130834.6094 | 62.201 | 101.4% | 1801.2986 | 0.057147 | 16.23% | 10.4% | 1.6% | 1.52%
109 | 133097.5281 | 5416.7599 | 138514.288 | 131350.7384 | 101.3% | 1746.7897 | 230.5581 | 0.05889 | 16.16% | 10.32% | 1.524% | 1.448% | 11200.65 | 2456.048 | 135553.5761 | 132190.8468 | 133937.6365 | 840.1084 | 101.3% | 1746.7897 | 0.059113 | 16.15% | 10.31% | 1.514% | 1.439%
110 | 125895.0479 | 11563.4944 | 137458.5422 | 124264.0126 | 101.3% | 1631.0353 | 231.7947 | 0.059346 | 16.14% | 10.31% | 1.504% | 1.429% | 10651.3591 | 3827.1865 | 129722.2343 | 125227.5851 | 126858.6204 | 963.5725 | 101.3% | 1631.0353 | 0.059613 | 16.13% | 10.29% | 1.493% | 1.418%
111 | 137536.845 | 2254.7024 | 139791.5474 | 137339.9278 | 100.1% | 196.9172 | 458.7541 | 0.095073 | 14.8% | 9.032% | 0.1638% | 0.1561% | 23029.8922 | 3596.8835 | 141133.7285 | 139165.3606 | 139362.2778 | 1825.4328 | 100.1% | 196.9172 | 0.095138 | 14.8% | 9.03% | 0.1617% | 0.1541%
112 | 138554.4954 | 5479.5563 | 144034.0517 | 136574.4772 | 101.4% | 1980.0182 | 221.9654 | 0.05573 | 16.29% | 10.45% | 1.661% | 1.578% | 11225.3194 | 4349.3771 | 142903.8725 | 136445.5893 | 138490.0514 | -64.444 | 101.5% | 2044.4622 | 0.054448 | 16.35% | 10.51% | 1.717% | 1.631%
113 | 136506.5342 | 5129.5797 | 141636.1139 | 135068.0768 | 101.1% | 1438.4575 | 261.0656 | 0.065872 | 15.85% | 10.04% | 1.22% | 1.16% | 13007.5656 | 5813.9908 | 142320.5251 | 133485.684 | 135715.3379 | -791.1964 | 101.7% | 2229.6538 | 0.050246 | 16.55% | 10.69% | 1.914% | 1.819%
114 | 131249.4828 | 7133.1102 | 138382.593 | 128466.7795 | 102.2% | 2782.7033 | 170.6308 | 0.041155 | 17.12% | 11.23% | 2.483% | 2.358% | 8174.2502 | 1983.3066 | 133232.7894 | 127463.016 | 130747.601 | -501.8818 | 102.6% | 3284.5851 | 0.034053 | 17.59% | 11.68% | 2.953% | 2.806%
115 | 141312.7831 | 2715.9014 | 144028.6845 | 140269.2008 | 100.7% | 1043.5823 | 329.9261 | 0.074435 | 15.49% | 9.686% | 0.8523% | 0.81% | 17017.3139 | 1000 | 142312.7831 | 135476.0394 | 138916.2024 | -2396.5807 | 102.5% | 3440.163 | 0.034526 | 17.54% | 11.64% | 2.91% | 2.765%
116 | 136999.312 | 5310.0509 | 142309.3629 | 134394.8258 | 101.9% | 2604.4862 | 186.9822 | 0.045339 | 16.85% | 10.99% | 2.221% | 2.11% | 9349.9963 | 2439.9882 | 139439.3002 | 137401.8332 | 139439.3002 | 2439.9882 | 101.5% | 2037.467 | 0.054858 | 16.33% | 10.49% | 1.699% | 1.614%
117 | 136498.6006 | 4074.5851 | 140573.1857 | 135445.0657 | 100.8% | 1053.5348 | 322.6582 | 0.073442 | 15.52% | 9.723% | 0.8911% | 0.8469% | 16075.4749 | 3000.9918 | 139499.5924 | 136681.7776 | 137735.3125 | 1236.7119 | 100.8% | 1053.5348 | 0.073627 | 15.52% | 9.715% | 0.8831% | 0.8392%
118 | 134454.0827 | 3260.0042 | 137714.0869 | 133106.6027 | 101% | 1347.4799 | 272.3613 | 0.06726 | 15.79% | 9.978% | 1.16% | 1.102% | 13366.3311 | 1000 | 135454.0827 | 133904.5786 | 135252.0585 | 797.9758 | 101% | 1347.4799 | 0.067419 | 15.79% | 9.972% | 1.153% | 1.096%
119 | 139462.9972 | 2804.6429 | 142267.64 | 139075.1855 | 100.3% | 387.8117 | 429.6926 | 0.090418 | 14.95% | 9.18% | 0.3191% | 0.3036% | 21873.0671 | 1000 | 140462.9972 | 139441.3338 | 139829.1455 | 366.1483 | 100.3% | 387.8117 | 0.090443 | 14.95% | 9.179% | 0.3183% | 0.3028%
120 | 133591.2706 | 6072.3305 | 139663.601 | 132212.0791 | 101% | 1379.1914 | 265.7414 | 0.066447 | 15.83% | 10.01% | 1.195% | 1.136% | 12957.7677 | 2544.5625 | 136135.8331 | 133778.0251 | 135157.2166 | 1565.946 | 101% | 1379.1914 | 0.066769 | 15.81% | 9.999% | 1.181% | 1.122%
121 | 135037.862 | 5526.8697 | 140564.7317 | 134116.94 | 100.7% | 920.922 | 342.2187 | 0.076405 | 15.42% | 9.624% | 0.7866% | 0.7476% | 16867.5565 | 2147.1807 | 137185.0427 | 131346.9423 | 133652.8632 | -1384.9988 | 101.8% | 2305.9208 | 0.048682 | 16.65% | 10.79% | 2.012% | 1.911%
122 | 133871.0771 | 3718.641 | 137589.7181 | 132629.3239 | 100.9% | 1241.7531 | 288.6816 | 0.069266 | 15.71% | 9.896% | 1.073% | 1.019% | 14105.8333 | 1000 | 134871.0771 | 132402.6574 | 133757.7438 | -113.3333 | 101% | 1355.0864 | 0.066967 | 15.81% | 9.99% | 1.173% | 1.114%
123 | 135975.8195 | 4395.7785 | 140371.598 | 134506.583 | 101.1% | 1469.2365 | 255.2035 | 0.065152 | 15.88% | 10.07% | 1.252% | 1.189% | 12666.0483 | 1489.6661 | 137465.4856 | 135104.3853 | 136573.6218 | 597.8023 | 101.1% | 1469.2365 | 0.065279 | 15.88% | 10.06% | 1.246% | 1.184%
124 | 138560.9048 | 5170.4069 | 143731.3117 | 137252.8953 | 101% | 1308.0095 | 285.0925 | 0.068824 | 15.73% | 9.914% | 1.092% | 1.038% | 14418.478 | 4628.5747 | 143189.4795 | 135892.8843 | 137880.8993 | -680.0055 | 101.5% | 1988.015 | 0.055383 | 16.31% | 10.47% | 1.676% | 1.593%
125 | 139323.8043 | 3849.6843 | 143173.4885 | 138010.7565 | 101% | 1313.0478 | 285.4315 | 0.068866 | 15.72% | 9.912% | 1.09% | 1.036% | 14515.1021 | 2562.4777 | 141886.2819 | 138101.8473 | 139414.8951 | 91.0909 | 101% | 1313.0478 | 0.068883 | 15.72% | 9.911% | 1.089% | 1.035%
126 | 137540.6929 | 3241.2352 | 140781.9281 | 136287.1553 | 100.9% | 1253.5376 | 292.2109 | 0.0697 | 15.69% | 9.878% | 1.054% | 1.001% | 14669.6735 | 2103.8606 | 139644.5535 | 131913.6699 | 135353.9502 | -2186.7427 | 102.6% | 3440.2803 | 0.033661 | 17.62% | 11.72% | 2.989% | 2.839%
127 | 130858.2698 | 1844.5419 | 132702.8117 | 130199.4777 | 100.5% | 658.7921 | 380.9708 | 0.082613 | 15.21% | 9.427% | 0.5795% | 0.5509% | 18196.4107 | 2632.2036 | 133490.4734 | 132423.1895 | 133081.9816 | 2223.7118 | 100.5% | 658.7921 | 0.082905 | 15.2% | 9.418% | 0.5698% | 0.5416%
128 | 133209.1822 | 7200.4082 | 140409.5904 | 130384.9301 | 102.2% | 2824.2521 | 170.6308 | 0.041155 | 17.12% | 11.23% | 2.483% | 2.358% | 8296.3007 | 1790.5666 | 134999.7489 | 131003.5896 | 133827.8417 | 618.6595 | 102.2% | 2824.2521 | 0.041343 | 17.1% | 11.22% | 2.471% | 2.347%
129 | 139183.5357 | 4138.7758 | 143322.3115 | 137920.639 | 100.9% | 1262.8967 | 293.0982 | 0.069808 | 15.68% | 9.873% | 1.049% | 0.9969% | 14889.9707 | 2052.2183 | 141235.7541 | 138806.7431 | 140069.6398 | 886.1041 | 100.9% | 1262.8967 | 0.069962 | 15.68% | 9.867% | 1.042% | 0.9906%
130 | 134872.121 | 5397.7572 | 140269.8782 | 131728.7103 | 102.4% | 3143.4107 | 154.8488 | 0.037117 | 17.37% | 11.47% | 2.735% | 2.598% | 7622.9486 | 1000 | 135872.121 | 132304.1084 | 135447.5191 | 575.3981 | 102.4% | 3143.4107 | 0.037308 | 17.36% | 11.46% | 2.723% | 2.587%
131 | 148390.6033 | 1561.9789 | 149952.5821 | 148378.3018 | 100% | 12.3015 | 487.7359 | 0.099715 | 14.64% | 8.885% | 0.008989% | 0.009027% | 26417.0322 | 2919.08 | 151309.6832 | 152750.3647 | 151309.6832 | 2919.08 | 99.06% | -1440.6815 | 0.14477 | 13.55% | 7.849% | -1.082% | -1.027%
132 | 132147.1532 | 6997.456 | 139144.6093 | 128492.5073 | 102.8% | 3654.6459 | 122.0287 | 0.030682 | 17.89% | 11.97% | 3.26% | 3.097% | 5885.8969 | 3864.8442 | 136011.9974 | 125545.2485 | 130673.5238 | -1473.6294 | 104.1% | 5128.2754 | 0.017486 | 19.32% | 13.32% | 4.682% | 4.447%
133 | 134233.6581 | 6360.6057 | 140594.2638 | 130298.6228 | 103% | 3935.0353 | 109.437 | 0.028466 | 18.09% | 12.16% | 3.461% | 3.288% | 5361.8975 | 4376.6409 | 138610.299 | 127570.6325 | 132869.663 | -1363.9951 | 104.2% | 5299.0304 | 0.016853 | 19.39% | 13.4% | 4.761% | 4.523%
134 | 141700.138 | 4541.6711 | 146241.8091 | 141958.8858 | 99.82% | -258.7478 | 489.5105 | 0.10727 | 14.42% | 8.678% | -0.2095% | -0.1984% | 25317.7546 | 1372.3924 | 143072.5305 | 141858.7938 | 141650.092 | -50.046 | 99.85% | -208.7018 | 0.10554 | 14.46% | 8.716% | -0.1692% | -0.1602%
135 | 121451.9248 | 9818.8479 | 131270.7727 | 120080.4387 | 101.1% | 1371.4861 | 244.516 | 0.063839 | 15.94% | 10.12% | 1.309% | 1.244% | 10839.3826 | 5019.0215 | 126470.9463 | 119213.4713 | 121018.4411 | -433.4837 | 101.5% | 1804.9698 | 0.054035 | 16.37% | 10.52% | 1.735% | 1.648%
136 | 129207.8993 | 7383.3085 | 136591.2079 | 126976.6033 | 101.8% | 2231.2961 | 199.9307 | 0.048652 | 16.65% | 10.79% | 2.014% | 1.913% | 9428.9065 | 4492.7556 | 133700.6549 | 130755.4828 | 132986.7788 | 3778.8795 | 101.7% | 2231.2961 | 0.049583 | 16.59% | 10.73% | 1.956% | 1.858%
137 | 134411.0688 | 3862.387 | 138273.4558 | 133462.0641 | 100.7% | 949.0047 | 336.9846 | 0.075566 | 15.45% | 9.65% | 0.8146% | 0.7742% | 16532.48 | 1000 | 135411.0688 | 134416.7103 | 135365.715 | 954.6462 | 100.7% | 949.0047 | 0.07574 | 15.44% | 9.645% | 0.8088% | 0.7687%
138 | 122140.4532 | 5996.6266 | 128137.0799 | 120910.6236 | 101% | 1229.8297 | 271.3244 | 0.067134 | 15.8% | 9.984% | 1.165% | 1.107% | 12095.9863 | 6839.4427 | 128979.8959 | 123073.3309 | 124303.1606 | 2162.7073 | 101% | 1229.8297 | 0.067605 | 15.78% | 9.964% | 1.145% | 1.088%
139 | 121449.1178 | 8630.2147 | 130079.3325 | 119469.2411 | 101.7% | 1979.8767 | 207.0998 | 0.050486 | 16.53% | 10.68% | 1.899% | 1.804% | 9180.5142 | 4609.5867 | 126058.7045 | 122137.7151 | 124117.5918 | 2668.4741 | 101.6% | 1979.8767 | 0.051216 | 16.49% | 10.64% | 1.858% | 1.765%
140 | 131580.3134 | 5960.0479 | 137540.3613 | 129691.7994 | 101.5% | 1888.514 | 221.506 | 0.055561 | 16.3% | 10.46% | 1.669% | 1.585% | 10638.2282 | 1038.3053 | 132618.6187 | 129687.9241 | 131578.3758 | -1.9377 | 101.5% | 1890.4517 | 0.055521 | 16.3% | 10.46% | 1.67% | 1.587%
141 | 142798.8401 | 5001.2606 | 147800.1006 | 141294.0765 | 101.1% | 1504.7636 | 261.0656 | 0.065872 | 15.85% | 10.04% | 1.22% | 1.16% | 13607.1529 | 2363.2828 | 145162.1229 | 141352.2397 | 142857.0032 | 58.1632 | 101.1% | 1504.7636 | 0.065884 | 15.85% | 10.04% | 1.22% | 1.159%
142 | 131463.89 | 6359.511 | 137823.401 | 128795.4172 | 102.1% | 2668.4727 | 177.3803 | 0.042883 | 17.01% | 11.13% | 2.375% | 2.256% | 8511.4719 | 5577.5397 | 137041.4297 | 125896.0461 | 130014.2044 | -1449.6856 | 103.3% | 4118.1583 | 0.025301 | 18.38% | 12.44% | 3.749% | 3.561%
143 | 135308.9351 | 5244.5324 | 140553.4675 | 133219.6263 | 101.6% | 2089.3088 | 213.4699 | 0.052605 | 16.43% | 10.58% | 1.797% | 1.708% | 10542.8027 | 1763.4849 | 137072.42 | 130986.6356 | 134192.4398 | -1116.4953 | 102.4% | 3205.8042 | 0.035996 | 17.44% | 11.54% | 2.805% | 2.665%
144 | 137672.2498 | 4618.6117 | 142290.8615 | 135533.7997 | 101.6% | 2138.4501 | 212.7925 | 0.052355 | 16.44% | 10.59% | 1.808% | 1.718% | 10692.9034 | 3100.8524 | 140773.1022 | 135843.468 | 137981.9181 | 309.6683 | 101.6% | 2138.4501 | 0.05245 | 16.44% | 10.59% | 1.804% | 1.714%
145 | 133793.3288 | 4594.2103 | 138387.539 | 132439.8031 | 101% | 1353.5257 | 270.2876 | 0.067006 | 15.8% | 9.989% | 1.171% | 1.113% | 13199.3765 | 1000 | 134793.3288 | 132693.2025 | 134046.7281 | 253.3993 | 101% | 1353.5257 | 0.067057 | 15.8% | 9.987% | 1.169% | 1.111%
146 | 132661.6082 | 2532.9945 | 135194.6027 | 131646.3027 | 100.8% | 1015.3055 | 324.0739 | 0.073615 | 15.52% | 9.716% | 0.8836% | 0.8397% | 15692.1413 | 3051.8285 | 135713.4367 | 132336.5428 | 133351.8483 | 690.2401 | 100.8% | 1015.3055 | 0.073721 | 15.51% | 9.712% | 0.879% | 0.8353%
147 | 136199.7179 | 4365.3756 | 140565.0934 | 133181.8628 | 102.3% | 3017.8551 | 163.4747 | 0.039324 | 17.23% | 11.34% | 2.597% | 2.467% | 8126.801 | 3553.7591 | 139753.4769 | 134774.4346 | 137792.2897 | 1592.5718 | 102.2% | 3017.8551 | 0.039815 | 17.2% | 11.31% | 2.566% | 2.438%
148 | 135111.7101 | 6549.0776 | 141660.7876 | 133580.1144 | 101.1% | 1531.5957 | 243.6885 | 0.063722 | 15.95% | 10.12% | 1.314% | 1.248% | 12017.6879 | 4429.3083 | 139541.0184 | 134218.6565 | 135750.2522 | 638.5422 | 101.1% | 1531.5957 | 0.063865 | 15.94% | 10.12% | 1.308% | 1.242%
149 | 130307.7464 | 5956.2238 | 136263.9702 | 129419.0825 | 100.7% | 888.6639 | 342.2187 | 0.076405 | 15.42% | 9.624% | 0.7866% | 0.7476% | 16276.7185 | 4361.1252 | 134668.8716 | 126217.6719 | 128707.0411 | -1600.7053 | 102% | 2489.3692 | 0.044709 | 16.89% | 11.02% | 2.26% | 2.147%
150 | 142532.8403 | 4948.305 | 147481.1453 | 141028.8329 | 101.1% | 1504.0074 | 260.7466 | 0.065834 | 15.86% | 10.04% | 1.222% | 1.161% | 13565.2087 | 1737.5773 | 144270.4176 | 138518.8296 | 141277.8386 | -1255.0016 | 102% | 2759.009 | 0.044351 | 16.92% | 11.04% | 2.283% | 2.169%
151 | 130888.3919 | 6316.8358 | 137205.2276 | 128732.8989 | 101.7% | 2155.493 | 205.8636 | 0.050171 | 16.55% | 10.7% | 1.919% | 1.823% | 9834.9822 | 2787.7502 | 133676.1421 | 125569.8911 | 129306.888 | -1581.5039 | 103% | 3736.9969 | 0.029021 | 18.04% | 12.12% | 3.411% | 3.24%
152 | 133632.4285 | 4836.1175 | 138468.546 | 132370.9436 | 101% | 1261.4849 | 285.0925 | 0.068824 | 15.73% | 9.914% | 1.092% | 1.038% | 13905.6268 | 1103.5514 | 134735.9799 | 134191.2806 | 134735.9799 | 1103.5514 | 100.4% | 544.6993 | 0.086052 | 15.1% | 9.318% | 0.4648% | 0.4419%
153 | 128440.089 | 8857.9372 | 137298.0262 | 126438.303 | 101.6% | 2001.786 | 212.4027 | 0.052212 | 16.45% | 10.6% | 1.814% | 1.724% | 9957.5729 | 1962.8707 | 130402.9597 | 125876.6313 | 128159.2532 | -280.8359 | 101.8% | 2282.6219 | 0.047623 | 16.71% | 10.85% | 2.078% | 1.974%
154 | 133178.7007 | 5921.5639 | 139100.2646 | 131267.2457 | 101.5% | 1911.455 | 221.506 | 0.055561 | 16.3% | 10.46% | 1.669% | 1.585% | 10767.4573 | 4290.4675 | 137469.1682 | 128414.9318 | 131752.5437 | -1426.157 | 102.6% | 3337.612 | 0.033773 | 17.61% | 11.71% | 2.979% | 2.83%
155 | 133789.3426 | 4286.1431 | 138075.4857 | 132395.1368 | 101.1% | 1394.2057 | 263.6179 | 0.066187 | 15.84% | 10.02% | 1.207% | 1.147% | 12873.2808 | 1000 | 134789.3426 | 133552.7856 | 134789.3426 | 1000 | 100.9% | 1236.557 | 0.069539 | 15.69% | 9.884% | 1.061% | 1.008%
156 | 128110.11 | 4744.8189 | 132854.9289 | 125645.8511 | 102% | 2464.2589 | 185.3098 | 0.044911 | 16.88% | 11.01% | 2.248% | 2.135% | 8665.1193 | 2802.579 | 130912.689 | 128309.65 | 130773.9089 | 2663.7989 | 101.9% | 2464.2589 | 0.045657 | 16.83% | 10.97% | 2.201% | 2.091%
157 | 136536.5723 | 2539.2131 | 139075.7854 | 135528.2619 | 100.7% | 1008.3104 | 329.9261 | 0.074435 | 15.49% | 9.686% | 0.8523% | 0.81% | 16442.1481 | 1000 | 137536.5723 | 131503.4453 | 134524.164 | -2012.4083 | 102.3% | 3020.7187 | 0.038753 | 17.27% | 11.38% | 2.633% | 2.501%
158 | 128883.0388 | 5344.1568 | 134227.1956 | 125879.2133 | 102.4% | 3003.8255 | 154.8488 | 0.037117 | 17.37% | 11.47% | 2.735% | 2.598% | 7284.4467 | 1295.8647 | 130178.9035 | 121667.0442 | 126776.9542 | -2106.0845 | 104.2% | 5109.9101 | 0.01643 | 19.45% | 13.45% | 4.814% | 4.573%
159 | 138620.5716 | 4137.9275 | 142758.4991 | 137427.8991 | 100.9% | 1192.6724 | 303.347 | 0.071069 | 15.63% | 9.821% | 0.9943% | 0.9449% | 15348.2986 | 1811.5488 | 140432.1204 | 140235.9437 | 140432.1204 | 1811.5488 | 100.1% | 196.1767 | 0.095193 | 14.79% | 9.028% | 0.1598% | 0.1523%
160 | 139935.8181 | 6504.9028 | 146440.7209 | 136416.3785 | 102.6% | 3519.4396 | 140.9711 | 0.034014 | 17.59% | 11.69% | 2.957% | 2.809% | 7200.3187 | 2389.9597 | 142325.7777 | 140127.2342 | 142325.7777 | 2389.9597 | 101.6% | 2198.5436 | 0.052588 | 16.43% | 10.58% | 1.798% | 1.708%
161 | 135791.8909 | 4352.3042 | 140144.1951 | 134501.1579 | 101% | 1290.733 | 283.6569 | 0.068649 | 15.73% | 9.921% | 1.1% | 1.045% | 14059.1821 | 2671.9677 | 138463.8587 | 134819.5626 | 136110.2956 | 318.4047 | 101% | 1290.733 | 0.068709 | 15.73% | 9.919% | 1.097% | 1.042%
162 | 130120.6824 | 7349.5324 | 137470.2148 | 127959.0002 | 101.7% | 2161.6822 | 204.7969 | 0.049897 | 16.57% | 10.72% | 1.936% | 1.839% | 9726.6319 | 3006.7848 | 133127.4672 | 128897.5965 | 131059.2787 | 938.5963 | 101.7% | 2161.6822 | 0.050122 | 16.56% | 10.7% | 1.922% | 1.826%
163 | 143664.6333 | 4128.2941 | 147792.9273 | 145592.4241 | 98.68% | -1927.7909 | 489.5105 | 0.16893 | 13.11% | 7.435% | -1.518% | -1.442% | 25668.7537 | 1000 | 144664.6333 | 141487.5301 | 141612.1862 | -2052.447 | 100.1% | 124.6561 | 0.096973 | 14.73% | 8.972% | 0.1005% | 0.09592%
164 | 144091.5713 | 4829.8851 | 148921.4563 | 142698.8502 | 101% | 1392.721 | 280.1576 | 0.068218 | 15.75% | 9.939% | 1.118% | 1.063% | 14734.4447 | 1109.9924 | 145201.5636 | 144409.1468 | 145201.5636 | 1109.9924 | 100.5% | 792.4169 | 0.081144 | 15.26% | 9.474% | 0.6285% | 0.5974%
165 | 122434.4533 | 6883.4793 | 129317.9326 | 120188.0024 | 101.9% | 2246.4509 | 191.916 | 0.046601 | 16.78% | 10.91% | 2.142% | 2.035% | 8576.4548 | 5313.109 | 127747.5623 | 121101.9831 | 123348.434 | 913.9807 | 101.9% | 2246.4509 | 0.046859 | 16.76% | 10.9% | 2.126% | 2.02%
166 | 134120.2332 | 5794.0043 | 139914.2375 | 132811.6045 | 101% | 1308.6287 | 278.1536 | 0.067972 | 15.76% | 9.949% | 1.129% | 1.073% | 13616.7017 | 4815.2958 | 138935.529 | 135009.9315 | 136318.5602 | 2198.3271 | 101% | 1308.6287 | 0.068395 | 15.74% | 9.932% | 1.111% | 1.055%
167 | 130343.8237 | 4132.9045 | 134476.7282 | 129115.4072 | 101% | 1228.4166 | 285.4315 | 0.068866 | 15.72% | 9.912% | 1.09% | 1.036% | 13579.5453 | 2172.3362 | 132516.16 | 130727.6532 | 131956.0698 | 1612.2461 | 100.9% | 1228.4166 | 0.069175 | 15.71% | 9.899% | 1.077% | 1.023%
168 | 132863.6943 | 5254.4964 | 138118.1907 | 131085.7183 | 101.4% | 1777.976 | 228.6605 | 0.058192 | 16.19% | 10.35% | 1.554% | 1.477% | 11088.9481 | 1513.0722 | 134376.7665 | 131332.9391 | 133110.9151 | 247.2209 | 101.4% | 1777.976 | 0.05826 | 16.18% | 10.35% | 1.551% | 1.474%
169 | 136452.1231 | 1154.6025 | 137606.7256 | 136009.6819 | 100.3% | 442.4412 | 419.7329 | 0.088822 | 15.01% | 9.23% | 0.3724% | 0.3542% | 20904.8055 | 1000 | 137452.1231 | 137389.5593 | 137452.1231 | 1000 | 100% | 62.5639 | 0.098435 | 14.69% | 8.926% | 0.05169% | 0.04958%
170 | 128445.9487 | 5328.0612 | 133774.0099 | 125924.8962 | 102% | 2521.0525 | 182.385 | 0.044163 | 16.93% | 11.06% | 2.294% | 2.18% | 8550.7165 | 2505.2753 | 130951.224 | 126741.3791 | 129262.4316 | 816.4829 | 102% | 2521.0525 | 0.0444 | 16.91% | 11.04% | 2.28% | 2.166%
171 | 132199.0645 | 6129.9947 | 138329.0593 | 130124.5691 | 101.6% | 2074.4955 | 211.6161 | 0.051921 | 16.46% | 10.61% | 1.827% | 1.736% | 10211.0397 | 4518.4775 | 136717.542 | 132622.7437 | 134697.2392 | 2498.1746 | 101.6% | 2074.4955 | 0.052713 | 16.43% | 10.58% | 1.793% | 1.703%
172 | 138786.8425 | 1043.5101 | 139830.3526 | 138630.895 | 100.1% | 155.9476 | 465.384 | 0.096135 | 14.76% | 8.999% | 0.1284% | 0.1225% | 23575.0468 | 1000 | 139786.8425 | 138089.9399 | 138516.365 | -270.4776 | 100.3% | 426.4251 | 0.089389 | 14.99% | 9.212% | 0.3535% | 0.3362%
173 | 133763.4034 | 6574.6772 | 140338.0806 | 130757.3951 | 102.3% | 3006.0083 | 161.1098 | 0.038719 | 17.27% | 11.38% | 2.635% | 2.503% | 7865.9664 | 1613.8666 | 135377.27 | 130637.4939 | 133703.4528 | -59.9506 | 102.3% | 3065.9589 | 0.037839 | 17.32% | 11.43% | 2.69% | 2.555%
174 | 135083.0513 | 5250.6294 | 140333.6807 | 132177.5024 | 102.2% | 2905.5489 | 168.3278 | 0.040566 | 17.15% | 11.27% | 2.519% | 2.393% | 8299.456 | 4842.9364 | 139925.9877 | 132818.9642 | 135724.5131 | 641.4618 | 102.2% | 2905.5489 | 0.040761 | 17.14% | 11.26% | 2.507% | 2.382%
175 | 131064.1096 | 5512.1332 | 136576.2427 | 127491.0574 | 102.8% | 3573.0522 | 125.0196 | 0.031207 | 17.85% | 11.93% | 3.212% | 3.051% | 5980.7375 | 3782.3737 | 134846.4833 | 128821.4172 | 132394.4693 | 1330.3598 | 102.8% | 3573.0522 | 0.031572 | 17.81% | 11.9% | 3.179% | 3.02%
176 | 132794.1153 | 5869.668 | 138663.7833 | 131817.0676 | 100.7% | 977.0477 | 330.5143 | 0.07453 | 15.48% | 9.683% | 0.8492% | 0.807% | 16019.9806 | 1685.0743 | 134479.1896 | 132303.9528 | 133281.0005 | 486.8852 | 100.7% | 977.0477 | 0.074624 | 15.48% | 9.68% | 0.846% | 0.804%
177 | 140515.9412 | 4037.8144 | 144553.7556 | 141093.1433 | 99.59% | -577.2021 | 489.5105 | 0.11845 | 14.16% | 8.431% | -0.4695% | -0.4454% | 25106.1726 | 2581.9125 | 143097.8536 | 140193.7791 | 140066.2591 | -449.6821 | 99.91% | -127.52 | 0.10314 | 14.53% | 8.777% | -0.1048% | -0.09903%
178 | 125873.2975 | 3496.4805 | 129369.778 | 124919.3379 | 100.8% | 953.9596 | 325.699 | 0.073815 | 15.51% | 9.708% | 0.8749% | 0.8314% | 14963.8337 | 2960.6368 | 128833.9344 | 125348.1578 | 126302.1173 | 428.8198 | 100.8% | 953.9596 | 0.073884 | 15.51% | 9.705% | 0.8719% | 0.8286%
179 | 131248.2003 | 4793.628 | 136041.8283 | 129600.1422 | 101.3% | 1648.0581 | 234.7258 | 0.060425 | 16.09% | 10.26% | 1.457% | 1.385% | 11244.6781 | 1000 | 132248.2003 | 130842.6361 | 132248.2003 | 1000 | 101.1% | 1405.5642 | 0.065628 | 15.86% | 10.05% | 1.231% | 1.17%
180 | 132240.8986 | 3005.475 | 135246.3736 | 132750.201 | 99.62% | -509.3024 | 489.5105 | 0.11719 | 14.19% | 8.458% | -0.4403% | -0.4177% | 23627.6596 | 1221.6822 | 133462.5808 | 132050.451 | 131891.0236 | -349.875 | 99.88% | -159.4274 | 0.10424 | 14.49% | 8.745% | -0.1389% | -0.1314%
181 | 131356.0627 | 7208.2757 | 138564.3385 | 129573.8312 | 101.4% | 1782.2316 | 227.2884 | 0.057688 | 16.21% | 10.37% | 1.576% | 1.498% | 10897.3348 | 6626.5196 | 137982.5823 | 127495.8231 | 130317.0587 | -1039.004 | 102.2% | 2821.2356 | 0.040298 | 17.17% | 11.29% | 2.536% | 2.409%
182 | 126959.4868 | 6821.6017 | 133781.0885 | 124817.2552 | 101.7% | 2142.2316 | 202.8627 | 0.049403 | 16.6% | 10.74% | 1.967% | 1.869% | 9400.7025 | 5387.6957 | 132347.1825 | 124776.5053 | 126939.1118 | -20.375 | 101.7% | 2162.6065 | 0.049093 | 16.62% | 10.76% | 1.986% | 1.887%
183 | 140309.4399 | 4048.1266 | 144357.5665 | 138847.2889 | 101.1% | 1462.151 | 263.6179 | 0.066187 | 15.84% | 10.02% | 1.207% | 1.147% | 13500.648 | 1000 | 141309.4399 | 138017.5646 | 139894.5778 | -414.8622 | 101.4% | 1877.0132 | 0.058096 | 16.19% | 10.36% | 1.558% | 1.481%
184 | 132756.7955 | 5882.112 | 138638.9075 | 130062.0791 | 102.1% | 2694.7163 | 177.3803 | 0.042883 | 17.01% | 11.13% | 2.375% | 2.256% | 8595.1795 | 3615.6706 | 136372.4661 | 130420.0209 | 133114.7372 | 357.9417 | 102.1% | 2694.7163 | 0.042987 | 17% | 11.13% | 2.368% | 2.25%
185 | 137067.7692 | 2076.7844 | 139144.5536 | 136069.6583 | 100.7% | 998.111 | 332.1693 | 0.074794 | 15.47% | 9.675% | 0.8404% | 0.7986% | 16618.3419 | 1491.9339 | 138559.7031 | 132492.3555 | 135279.1178 | -1788.6514 | 102.1% | 2786.7623 | 0.042306 | 17.04% | 11.17% | 2.411% | 2.29%
186 | 132913.6393 | 4089.6504 | 137003.2897 | 131392.2826 | 101.2% | 1521.3566 | 242.8836 | 0.063424 | 15.96% | 10.14% | 1.327% | 1.261% | 11783.1275 | 3763.8302 | 136677.4695 | 131381.7519 | 132908.3739 | -5.2654 | 101.2% | 1526.622 | 0.063316 | 15.96% | 10.14% | 1.331% | 1.265%
187 | 142912.9159 | 3286.8557 | 146199.7716 | 141945.8403 | 100.7% | 967.0756 | 343.3652 | 0.076589 | 15.41% | 9.618% | 0.7805% | 0.7418% | 17911.0338 | 3000.2157 | 145913.1316 | 142029.0106 | 142996.0862 | 83.1703 | 100.7% | 967.0756 | 0.076603 | 15.41% | 9.618% | 0.78% | 0.7413%
188 | 135536.3908 | 4521.9098 | 140058.3006 | 133575.2186 | 101.5% | 1961.1721 | 220.6486 | 0.055243 | 16.32% | 10.47% | 1.683% | 1.599% | 10915.66 | 1000 | 136536.3908 | 131273.2215 | 134385.3922 | -1150.9986 | 102.4% | 3112.1707 | 0.037402 | 17.35% | 11.46% | 2.717% | 2.581%
189 | 132364.5133 | 4422.1867 | 136786.7 | 129247.498 | 102.4% | 3117.0153 | 153.0344 | 0.036652 | 17.4% | 11.5% | 2.764% | 2.626% | 7393.556 | 3745.2362 | 136109.7495 | 125510.3325 | 130495.9305 | -1868.5827 | 104% | 4985.598 | 0.018518 | 19.19% | 13.2% | 4.553% | 4.325%
190 | 140432.0732 | 5464.3069 | 145896.3801 | 139398.8284 | 100.7% | 1033.2448 | 330.5143 | 0.07453 | 15.48% | 9.683% | 0.8492% | 0.807% | 16941.4065 | 2679.8168 | 143111.8899 | 138844.8636 | 140155.0908 | -276.9824 | 100.9% | 1310.2272 | 0.06907 | 15.71% | 9.904% | 1.081% | 1.027%
191 | 134469.4545 | 3864.0648 | 138333.5193 | 134908.4472 | 99.67% | -438.9927 | 489.5105 | 0.11432 | 14.26% | 8.522% | -0.3735% | -0.3543% | 24025.8387 | 3394.1288 | 137863.5833 | 136903.6014 | 136903.6014 | 2434.1469 | 100% | 0 | 0.1 | 14.63% | 8.876% | -0.0005144% | 0%
192 | 130370.6855 | 5482.9876 | 135853.6731 | 128831.2569 | 101.2% | 1539.4286 | 240.229 | 0.062447 | 16% | 10.18% | 1.369% | 1.301% | 11431.3711 | 2404.9354 | 132775.6209 | 130732.1521 | 132271.5807 | 1900.8952 | 101.2% | 1539.4286 | 0.062905 | 15.98% | 10.16% | 1.349% | 1.282%
193 | 142511.2757 | 5068.2401 | 147579.5158 | 140721.7894 | 101.3% | 1789.4864 | 234.7258 | 0.060425 | 16.09% | 10.26% | 1.457% | 1.385% | 12209.6411 | 4331.9757 | 146843.2515 | 140022.5984 | 142161.6803 | -349.5955 | 101.5% | 2139.0819 | 0.053676 | 16.38% | 10.54% | 1.751% | 1.663%
194 | 130889.9316 | 7319.5022 | 138209.4338 | 129531.1705 | 101% | 1358.7611 | 264.4952 | 0.066294 | 15.84% | 10.02% | 1.202% | 1.142% | 12636.2123 | 4585.7054 | 135475.6371 | 132238.9783 | 133597.7394 | 2707.8078 | 101% | 1358.7611 | 0.06686 | 15.81% | 9.995% | 1.177% | 1.119%
195 | 131284.1949 | 6675.4675 | 137959.6624 | 129541.8943 | 101.3% | 1742.3005 | 229.4757 | 0.058492 | 16.17% | 10.34% | 1.541% | 1.464% | 10996.1843 | 2164.2601 | 133448.4549 | 128388.8468 | 130707.6711 | -576.5238 | 101.8% | 2318.8243 | 0.047756 | 16.7% | 10.84% | 2.07% | 1.966%
196 | 134532.6643 | 4664.8674 | 139197.5317 | 132818.4075 | 101.3% | 1714.2568 | 233.3699 | 0.059923 | 16.11% | 10.28% | 1.479% | 1.405% | 11459.4948 | 5734.2511 | 140266.9154 | 136101.2242 | 137815.481 | 3282.8167 | 101.3% | 1714.2568 | 0.060744 | 16.08% | 10.25% | 1.443% | 1.371%
197 | 132559.3565 | 6179.7933 | 138739.1498 | 131126.8478 | 101.1% | 1432.5087 | 255.1736 | 0.065148 | 15.89% | 10.07% | 1.252% | 1.189% | 12346.3602 | 4069.2521 | 136628.6086 | 133878.7632 | 135311.2719 | 2751.9154 | 101.1% | 1432.5087 | 0.06574 | 15.86% | 10.04% | 1.226% | 1.165%
198 | 134126.7913 | 5125.3127 | 139252.1039 | 131494.2389 | 102% | 2632.5524 | 182.385 | 0.044163 | 16.93% | 11.06% | 2.294% | 2.18% | 8928.8933 | 1759.8582 | 135886.6494 | 134354.6247 | 135886.6494 | 1759.8582 | 101.1% | 1532.0247 | 0.063887 | 15.94% | 10.12% | 1.307% | 1.241%
199 | 133792.586 | 6130.0091 | 139922.5951 | 131693.0846 | 101.6% | 2099.5014 | 211.6161 | 0.051921 | 16.46% | 10.61% | 1.827% | 1.736% | 10334.1231 | 3243.1219 | 137035.7079 | 132660.7029 | 134760.2042 | 967.6182 | 101.6% | 2099.5014 | 0.052228 | 16.45% | 10.6% | 1.814% | 1.723%
200 | 142427.3233 | 4005.8946 | 146433.2178 | 140969.9371 | 101% | 1457.3862 | 267.7453 | 0.066694 | 15.82% | 10% | 1.185% | 1.126% | 13919.0009 | 3190.3036 | 145617.6269 | 142389.6752 | 143847.0614 | 1419.7381 | 101% | 1457.3862 | 0.066965 | 15.81% | 9.991% | 1.173% | 1.114%
201 | 128535.7857 | 5842.5357 | 134378.3214 | 126042.7495 | 102% | 2493.0362 | 184.1162 | 0.044605 | 16.9% | 11.03% | 2.267% | 2.153% | 8637.9138 | 1008.7269 | 129544.5126 | 124845.0679 | 127936.9449 | -598.8408 | 102.5% | 3091.877 | 0.035462 | 17.47% | 11.57% | 2.838% | 2.696%
202 | 132204.9401 | 4721.605 | 136926.5451 | 129800.1746 | 101.9% | 2404.7655 | 193.0928 | 0.046902 | 16.76% | 10.89% | 2.123% | 2.017% | 9317.6538 | 2024.1294 | 134229.0695 | 129130.4931 | 131870.0993 | -334.8408 | 102.1% | 2739.6062 | 0.041971 | 17.06% | 11.19% | 2.432% | 2.31%
203 | 143408.9314 | 2722.9544 | 146131.8858 | 145413.348 | 98.62% | -2004.4166 | 489.5105 | 0.17248 | 13.05% | 7.375% | -1.581% | -1.501% | 25623.0671 | 3182.7545 | 146591.6859 | 148604.9846 | 146591.6859 | 3182.7545 | 98.65% | -2013.2987 | 0.17093 | 13.08% | 7.401% | -1.554% | -1.475%
204 | 132718.3598 | 6032.6527 | 138751.0125 | 131365.728 | 101% | 1352.6317 | 268.6426 | 0.066803 | 15.81% | 9.997% | 1.18% | 1.121% | 13013.6383 | 5273.2946 | 137991.6544 | 130222.6433 | 132146.8174 | -571.5424 | 101.5% | 1924.1741 | 0.054996 | 16.33% | 10.48% | 1.693% | 1.609%
205 | 139185.5133 | 4827.2432 | 144012.7565 | 138462.9664 | 100.5% | 722.5469 | 377.5711 | 0.082069 | 15.23% | 9.444% | 0.5977% | 0.5682% | 19181.6383 | 3246.2935 | 142431.8068 | 134791.2161 | 137349.6382 | -1835.8751 | 101.9% | 2558.4221 | 0.04607 | 16.81% | 10.94% | 2.175% | 2.067%
206 | 127816.5817 | 7277.2448 | 135093.8264 | 125628.5507 | 101.7% | 2188.031 | 201.0483 | 0.048938 | 16.63% | 10.77% | 1.996% | 1.896% | 9379.515 | 3579.1288 | 131395.7105 | 126797.2389 | 128985.2699 | 1168.6882 | 101.7% | 2188.031 | 0.049232 | 16.61% | 10.75% | 1.978% | 1.879%
207 | 143844.7272 | 3287.8795 | 147132.6067 | 143106.7669 | 100.5% | 737.9603 | 378.8971 | 0.08228 | 15.22% | 9.438% | 0.5906% | 0.5614% | 19893.3583 | 1000 | 144844.7272 | 143133.6051 | 143871.5653 | 26.8382 | 100.5% | 737.9603 | 0.082284 | 15.22% | 9.438% | 0.5905% | 0.5613%
208 | 127503.6717 | 4084.5762 | 131588.2479 | 126439.6031 | 100.8% | 1064.0686 | 308.9898 | 0.071762 | 15.6% | 9.792% | 0.9642% | 0.9163% | 14380.0279 | 1957.6149 | 129461.2867 | 125434.4251 | 127001.0828 | -502.589 | 101.2% | 1566.6576 | 0.061022 | 16.06% | 10.24% | 1.431% | 1.36%
209 | 139799.7088 | 4766.0506 | 144565.7594 | 138280.0947 | 101.1% | 1519.6142 | 253.7778 | 0.064977 | 15.89% | 10.07% | 1.259% | 1.196% | 12949.4937 | 1000 | 140799.7088 | 138953.2938 | 140472.908 | 673.1991 | 101.1% | 1519.6142 | 0.065118 | 15.89% | 10.07% | 1.253% | 1.191%
210 | 135727.822 | 6081.4861 | 141809.3081 | 133779.7806 | 101.5% | 1948.0414 | 221.506 | 0.055561 | 16.3% | 10.46% | 1.669% | 1.585% | 10973.553 | 3099.007 | 138826.829 | 135056.9933 | 137005.0346 | 1277.2127 | 101.4% | 1948.0414 | 0.055924 | 16.29% | 10.45% | 1.653% | 1.57%
211 | 130492.6144 | 7130.4041 | 137623.0184 | 129057.5492 | 101.1% | 1435.0651 | 250.9863 | 0.064634 | 15.91% | 10.09% | 1.274% | 1.211% | 11954.4289 | 5764.0759 | 136256.6903 | 127296.0277 | 129611.8536 | -880.7608 | 101.8% | 2315.8259 | 0.047515 | 16.72% | 10.86% | 2.085% | 1.981%
212 | 125298.6713 | 6270.3553 | 131569.0267 | 122642.135 | 102.2% | 2656.5364 | 170.6308 | 0.041155 | 17.12% | 11.23% | 2.483% | 2.358% | 7803.6322 | 3162.8302 | 128461.5015 | 126112.2365 | 128461.5015 | 3162.8302 | 101.9% | 2349.2651 | 0.046716 | 16.77% | 10.9% | 2.135% | 2.028%
213 | 143235.5097 | 2594.8522 | 145830.3619 | 142177.7282 | 100.7% | 1057.7815 | 329.9261 | 0.074435 | 15.49% | 9.686% | 0.8523% | 0.81% | 17248.8545 | 1857.9595 | 145093.4692 | 136853.8108 | 140573.551 | -2661.9587 | 102.7% | 3719.7402 | 0.032273 | 17.75% | 11.84% | 3.115% | 2.959%
214 | 129087.8858 | 6050.9946 | 135138.8804 | 125589.9345 | 102.8% | 3497.9513 | 126.2638 | 0.031426 | 17.83% | 11.91% | 3.192% | 3.032% | 5949.1803 | 2917.01 | 132004.8958 | 123313.2304 | 127949.5337 | -1138.352 | 103.8% | 4636.3033 | 0.020466 | 18.94% | 12.97% | 4.309% | 4.094%
215 | 134986.4886 | 3169.1294 | 138155.618 | 134073.0503 | 100.7% | 913.4383 | 343.3652 | 0.076589 | 15.41% | 9.618% | 0.7805% | 0.7418% | 16917.6281 | 1000 | 135986.4886 | 132872.7977 | 134386.3623 | -600.1263 | 101.1% | 1513.5646 | 0.063918 | 15.94% | 10.12% | 1.305% | 1.24%
216 | 132628.2971 | 2802.0063 | 135430.3034 | 131478.795 | 100.9% | 1149.5022 | 301.9712 | 0.070899 | 15.64% | 9.828% | 1.002% | 0.9519% | 14618.2219 | 2406.5382 | 135034.8353 | 132143.1806 | 133292.6828 | 664.3856 | 100.9% | 1149.5022 | 0.071015 | 15.63% | 9.823% | 0.9967% | 0.9471%
217 | 130305.7209 | 6104.7159 | 136410.4368 | 126485.8324 | 103% | 3819.8885 | 109.437 | 0.028466 | 18.09% | 12.16% | 3.461% | 3.288% | 5204.998 | 1000 | 131305.7209 | 129166.6685 | 131305.7209 | 1000 | 101.7% | 2139.0524 | 0.050508 | 16.53% | 10.68% | 1.898% | 1.803%
218 | 138447.5617 | 4881.5583 | 143329.12 | 138000.8566 | 100.3% | 446.7051 | 420.0718 | 0.088877 | 15% | 9.229% | 0.3705% | 0.3524% | 21227.6408 | 2847.1954 | 141294.7571 | 138242.0676 | 138688.7726 | 241.211 | 100.3% | 446.7051 | 0.088896 | 15% | 9.228% | 0.3699% | 0.3518%
219 | 135600.2782 | 3896.5597 | 139496.8379 | 136460.564 | 99.37% | -860.2859 | 489.5105 | 0.12936 | 13.91% | 8.19% | -0.7232% | -0.6864% | 24227.8845 | 2807.3053 | 138407.5834 | 136340.266 | 135540.1292 | -60.149 | 99.41% | -800.1369 | 0.12721 | 13.96% | 8.237% | -0.6733% | -0.639%
220 | 137171.7843 | 3810.3273 | 140982.1116 | 136326.7938 | 100.6% | 844.9905 | 356.5551 | 0.078701 | 15.34% | 9.551% | 0.71% | 0.6748% | 17851.8938 | 2754.8192 | 139926.6034 | 139342.3241 | 139926.6034 | 2754.8192 | 100.4% | 584.2794 | 0.085592 | 15.11% | 9.333% | 0.4802% | 0.4565%
221 | 131339.036 | 3774.1102 | 135113.1462 | 129921.1195 | 101.1% | 1417.9165 | 255.4029 | 0.065177 | 15.88% | 10.06% | 1.251% | 1.188% | 12243.694 | 4801.3917 | 136140.4277 | 129266.978 | 131011.9653 | -327.0707 | 101.3% | 1744.9872 | 0.058362 | 16.18% | 10.35% | 1.547% | 1.47%
222 | 130647.8297 | 2969.2689 | 133617.0985 | 131064.1591 | 99.68% | -416.3294 | 489.5105 | 0.11394 | 14.27% | 8.53% | -0.3646% | -0.3458% | 23343.0238 | 1055.2488 | 131703.0784 | 129482.0853 | 129856.7928 | -791.0369 | 100.3% | 374.7075 | 0.090056 | 14.96% | 9.191% | 0.3312% | 0.3151%
223 | 134792.952 | 6968.1243 | 141761.0763 | 132964.0889 | 101.4% | 1828.8631 | 227.2884 | 0.057688 | 16.21% | 10.37% | 1.576% | 1.498% | 11182.46 | 3918.6441 | 138711.5961 | 134462.5227 | 136291.3858 | 1498.4338 | 101.4% | 1828.8631 | 0.058093 | 16.19% | 10.36% | 1.559% | 1.481%
224 | 145936.1569 | 3683.7754 | 149619.9323 | 144606.1035 | 100.9% | 1330.0534 | 292.2109 | 0.0697 | 15.69% | 9.878% | 1.054% | 1.001% | 15565.1082 | 3723.5658 | 149659.7226 | 144211.9703 | 145739.0903 | -197.0666 | 101.1% | 1527.12 | 0.066032 | 15.85% | 10.03% | 1.213% | 1.153%
225 | 140251.5985 | 3318.9787 | 143570.5772 | 139041.5045 | 100.9% | 1210.094 | 302.8286 | 0.071004 | 15.63% | 9.824% | 0.9971% | 0.9476% | 15502.3496 | 2956.862 | 143208.4605 | 140321.4549 | 141531.549 | 1279.9505 | 100.9% | 1210.094 | 0.071213 | 15.62% | 9.815% | 0.988% | 0.9389%
226 | 130234.2155 | 3681.3633 | 133915.5788 | 128082.3418 | 101.7% | 2151.8737 | 205.4648 | 0.050067 | 16.56% | 10.71% | 1.925% | 1.829% | 9766.8707 | 1000 | 131234.2155 | 127994.7663 | 130190.4277 | -43.7877 | 101.7% | 2195.6614 | 0.049419 | 16.6% | 10.74% | 1.966% | 1.868%
227 | 136707.4468 | 5245.7981 | 141953.2449 | 135224.5238 | 101.1% | 1482.923 | 254.2763 | 0.065038 | 15.89% | 10.07% | 1.257% | 1.194% | 12687.9343 | 2536.4735 | 139243.9204 | 133270.6574 | 135730.5136 | -976.9332 | 101.8% | 2459.8562 | 0.047029 | 16.75% | 10.89% | 2.115% | 2.01%
228 | 136629.0129 | 5305.8189 | 141934.8318 | 133444.6551 | 102.4% | 3184.3578 | 154.8488 | 0.037117 | 17.37% | 11.47% | 2.735% | 2.598% | 7722.2478 | 3293.3107 | 139922.3236 | 131733.6935 | 135773.5321 | -855.4808 | 103.1% | 4039.8386 | 0.027878 | 18.15% | 12.22% | 3.515% | 3.339%
229 | 139913.3078 | 1558.1496 | 141471.4574 | 139901.709 | 100% | 11.5987 | 487.7359 | 0.099715 | 14.64% | 8.885% | 0.008989% | 0.009027% | 24907.8734 | 1000 | 140913.3078 | 138177.4906 | 139051.1985 | -862.1092 | 100.6% | 873.708 | 0.078273 | 15.36% | 9.565% | 0.7243% | 0.6884%
230 | 131810.6842 | 3821.0114 | 135631.6956 | 129903.422 | 101.5% | 1907.2623 | 220.6486 | 0.055243 | 16.32% | 10.47% | 1.683% | 1.599% | 10615.6037 | 2948.8497 | 134759.5339 | 126339.9838 | 130028.9651 | -1781.7191 | 102.9% | 3688.9813 | 0.029729 | 17.98% | 12.06% | 3.347% | 3.179%
231 | 141945.9321 | 3616.4569 | 145562.389 | 141490.079 | 100.3% | 455.8532 | 420.4008 | 0.088929 | 15% | 9.227% | 0.3688% | 0.3508% | 21781.0783 | 2944.3813 | 144890.3134 | 140076.8592 | 141239.3222 | -706.6099 | 100.8% | 1162.463 | 0.07207 | 15.58% | 9.78% | 0.9508% | 0.9035%
232 | 138680.1545 | 4444.8767 | 143125.0312 | 138513.5611 | 100.1% | 166.5934 | 463.709 | 0.095867 | 14.77% | 9.007% | 0.1374% | 0.1309% | 23472.1436 | 2078.132 | 140758.2864 | 140024.3903 | 140190.9837 | 1510.8292 | 100.1% | 166.5934 | 0.095912 | 14.77% | 9.006% | 0.1359% | 0.1295%
233 | 134349.0012 | 4622.5641 | 138971.5653 | 133994.1643 | 100.3% | 354.8368 | 432.7034 | 0.0909 | 14.94% | 9.165% | 0.3031% | 0.2883% | 21218.643 | 3328.1642 | 137677.1654 | 132961.0749 | 133832.4564 | -516.5447 | 100.7% | 871.3816 | 0.07748 | 15.38% | 9.59% | 0.7507% | 0.7135%
234 | 134521.6319 | 5931.0285 | 140452.6604 | 132933.1885 | 101.2% | 1588.4433 | 240.229 | 0.062447 | 16% | 10.18% | 1.369% | 1.301% | 11795.3411 | 4188.0867 | 138709.7185 | 130671.8452 | 133390.9602 | -1130.6717 | 102.1% | 2719.115 | 0.042718 | 17.02% | 11.14% | 2.385% | 2.266%
235 | 136138.8465 | 3565.0859 | 139703.9324 | 135247.0335 | 100.7% | 891.813 | 348.0709 | 0.077342 | 15.39% | 9.594% | 0.7554% | 0.7179% | 17295.8797 | 1000 | 137138.8465 | 134517.6219 | 135774.1406 | -364.7058 | 100.9% | 1256.5188 | 0.069323 | 15.7% | 9.893% | 1.07% | 1.017%
236 | 130914.2643 | 6321.3837 | 137235.648 | 129596.0913 | 101% | 1318.173 | 271.3244 | 0.067134 | 15.8% | 9.984% | 1.165% | 1.107% | 12964.8868 | 1580.0163 | 132494.2806 | 130809.0291 | 132127.2021 | 1212.9378 | 101% | 1318.173 | 0.067382 | 15.79% | 9.973% | 1.155% | 1.097%
237 | 129921.529 | 9020.2864 | 138941.8154 | 127803.5341 | 101.7% | 2117.9949 | 207.0998 | 0.050486 | 16.53% | 10.68% | 1.899% | 1.804% | 9820.956 | 5829.8035 | 135751.3325 | 128595.2953 | 130713.2902 | 791.7612 | 101.6% | 2117.9949 | 0.050673 | 16.52% | 10.67% | 1.888% | 1.793%
238 | 134245.2453 | 6990.2338 | 141235.4791 | 131980.0786 | 101.7% | 2265.1667 | 202.8627 | 0.049403 | 16.6% | 10.74% | 1.967% | 1.869% | 9940.1758 | 3804.2917 | 138049.537 | 133016.8813 | 135282.048 | 1036.8027 | 101.7% | 2265.1667 | 0.049648 | 16.58% | 10.73% | 1.952% | 1.854%
239 | 131316.1851 | 5774.7275 | 137090.9127 | 129918.0289 | 101.1% | 1398.1563 | 258.663 | 0.065577 | 15.87% | 10.05% | 1.233% | 1.172% | 12397.8208 | 2405.2748 | 133721.4599 | 130440.2755 | 131838.4317 | 522.2466 | 101.1% | 1398.1563 | 0.065691 | 15.86% | 10.04% | 1.228% | 1.167%
240 | 125622.4684 | 4840.1584 | 130462.6268 | 123156.8333 | 102% | 2465.6351 | 182.385 | 0.044163 | 16.93% | 11.06% | 2.294% | 2.18% | 8362.7559 | 1812.1728 | 127434.6413 | 124153.651 | 126619.2861 | 996.8177 | 102% | 2465.6351 | 0.044458 | 16.91% | 11.04% | 2.276% | 2.162%
241 | 136318.5868 | 5283.6662 | 141602.2529 | 134518.5772 | 101.3% | 1800.0096 | 229.9672 | 0.058673 | 16.17% | 10.33% | 1.533% | 1.457% | 11442.313 | 4105.408 | 140423.9948 | 134067.8214 | 136093.2089 | -225.3779 | 101.5% | 2025.3875 | 0.054123 | 16.36% | 10.52% | 1.731% | 1.645%
242 | 131599.9899 | 6926.4503 | 138526.4403 | 128003.7316 | 102.8% | 3596.2583 | 124.5211 | 0.03112 | 17.85% | 11.94% | 3.22% | 3.059% | 5981.2467 | 5397.3364 | 136997.3263 | 126575.3498 | 130885.799 | -714.1909 | 103.4% | 4310.4492 | 0.023714 | 18.54% | 12.58% | 3.903% | 3.708%
243 | 137367.8204 | 5164.2038 | 142532.0241 | 135669.8851 | 101.3% | 1697.9352 | 236.1727 | 0.060955 | 16.07% | 10.24% | 1.434% | 1.363% | 11841.521 | 1877.3962 | 139245.2166 | 135213.0151 | 137139.3853 | -228.435 | 101.4% | 1926.3703 | 0.056391 | 16.27% | 10.43% | 1.633% | 1.551%
244 | 118300.7894 | 5419.0534 | 123719.8428 | 115325.4791 | 102.6% | 2975.3103 | 140.9711 | 0.034014 | 17.59% | 11.69% | 2.957% | 2.809% | 6087.1005 | 3861.0944 | 122161.8837 | 115448.4853 | 118423.7956 | 123.0062 | 102.6% | 2975.3103 | 0.034049 | 17.59% | 11.68% | 2.954% | 2.806%
245 | 130433.9531 | 3546.5343 | 133980.4874 | 129241.1879 | 100.9% | 1192.7652 | 291.5429 | 0.069618 | 15.69% | 9.881% | 1.057% | 1.005% | 13879.8893 | 1000 | 131433.9531 | 128518.621 | 130072.6696 | -361.2835 | 101.2% | 1554.0487 | 0.062071 | 16.02% | 10.19% | 1.386% | 1.317%
246 | 134601.1667 | 5477.4192 | 140078.5859 | 133610.8235 | 100.7% | 990.3433 | 330.5143 | 0.07453 | 15.48% | 9.683% | 0.8492% | 0.807% | 16237.9792 | 1000 | 135601.1667 | 138552.134 | 135601.1667 | 1000 | 97.87% | -2950.9673 | 0.22742 | 12.19% | 6.557% | -2.442% | -2.319%
247 | 135305.6304 | 5545.6312 | 140851.2616 | 134382.8823 | 100.7% | 922.7481 | 342.2187 | 0.076405 | 15.42% | 9.624% | 0.7866% | 0.7476% | 16901.0034 | 1000 | 136305.6304 | 134496.5887 | 135419.3368 | 113.7064 | 100.7% | 922.7481 | 0.076425 | 15.42% | 9.623% | 0.786% | 0.747%
248 | 129754.5341 | 5731.6894 | 135486.2235 | 128222.381 | 101.2% | 1532.153 | 240.229 | 0.062447 | 16% | 10.18% | 1.369% | 1.301% | 11377.3448 | 1151.4223 | 130905.9564 | 127294.2553 | 129290.4712 | -464.0628 | 101.6% | 1996.2159 | 0.052608 | 16.43% | 10.58% | 1.797% | 1.707%
249 | 135840.6564 | 2315.4657 | 138156.1221 | 136431.0625 | 99.57% | -590.4061 | 489.5105 | 0.11961 | 14.14% | 8.405% | -0.4966% | -0.4712% | 24270.8332 | 1000 | 136840.6564 | 133903.7082 | 134576.9792 | -1263.6772 | 100.5% | 673.271 | 0.082723 | 15.21% | 9.424% | 0.5759% | 0.5474%
250 | 135576.0626 | 4632.2388 | 140208.3014 | 134444.6267 | 100.8% | 1131.4359 | 308.9898 | 0.071762 | 15.6% | 9.792% | 0.9642% | 0.9163% | 15290.4425 | 5167.3902 | 140743.4528 | 135638.6327 | 136770.0686 | 1194.006 | 100.8% | 1131.4359 | 0.071957 | 15.59% | 9.784% | 0.9557% | 0.9082%
251 | 137457.7974 | 6989.3795 | 144447.177 | 135631.816 | 101.3% | 1825.9815 | 229.382 | 0.058458 | 16.18% | 10.34% | 1.543% | 1.466% | 11508.576 | 3756.2247 | 141214.0222 | 135031.5611 | 137157.67 | -300.1275 | 101.6% | 2126.1089 | 0.052441 | 16.44% | 10.59% | 1.804% | 1.714%
252 | 135366.8952 | 6762.4578 | 142129.353 | 133247.6087 | 101.6% | 2119.2865 | 211.8853 | 0.05202 | 16.46% | 10.61% | 1.823% | 1.732% | 10469.0225 | 4322.121 | 139689.0162 | 132855.4193 | 135170.8005 | -196.0947 | 101.7% | 2315.3812 | 0.048917 | 16.63% | 10.77% | 1.997% | 1.897%
253 | 136102.6524 | 4575.4436 | 140678.0961 | 134668.4509 | 101.1% | 1434.2015 | 261.0656 | 0.065872 | 15.85% | 10.04% | 1.22% | 1.16% | 12969.0801 | 5050.5811 | 141153.2335 | 133781.4993 | 135659.1766 | -443.4758 | 101.4% | 1877.6773 | 0.056948 | 16.24% | 10.4% | 1.608% | 1.528%
254 | 133736.5437 | 6587.2036 | 140323.7473 | 131021.9403 | 102.1% | 2714.6034 | 177.3803 | 0.042883 | 17.01% | 11.13% | 2.375% | 2.256% | 8658.6121 | 1000 | 134736.5437 | 131235.4173 | 133950.0206 | 213.477 | 102.1% | 2714.6034 | 0.042944 | 17% | 11.13% | 2.371% | 2.252%
255 | 139849.2963 | 5855.0271 | 145704.3234 | 137654.7517 | 101.6% | 2194.5445 | 211.6161 | 0.051921 | 16.46% | 10.61% | 1.827% | 1.736% | 10801.9426 | 1544.8095 | 141394.1058 | 136145.5075 | 139094.6742 | -754.6221 | 102.2% | 2949.1666 | 0.041153 | 17.12% | 11.23% | 2.483% | 2.358%
256 | 126519.9252 | 5216.4037 | 131736.3289 | 123571.1758 | 102.4% | 2948.7494 | 154.8488 | 0.037117 | 17.37% | 11.47% | 2.735% | 2.598% | 7150.8839 | 3148.4558 | 129668.3809 | 124753.3194 | 127702.0688 | 1182.1436 | 102.4% | 2948.7494 | 0.037532 | 17.34% | 11.45% | 2.709% | 2.573%
257 | 134831.6021 | 4272.424 | 139104.0261 | 133467.5727 | 101% | 1364.0294 | 270.2876 | 0.067006 | 15.8% | 9.989% | 1.171% | 1.113% | 13301.8073 | 1000 | 135831.6021 | 134651.7228 | 135831.6021 | 1000 | 100.9% | 1179.8793 | 0.070847 | 15.64% | 9.83% | 1.004% | 0.954%
258 | 142013.5464 | 3855.5561 | 145869.1024 | 140590.3066 | 101% | 1423.2398 | 272.3613 | 0.06726 | 15.79% | 9.978% | 1.16% | 1.102% | 14117.8314 | 3018.6361 | 145032.1825 | 136921.5347 | 140179.1604 | -1834.3859 | 102.4% | 3257.6257 | 0.037247 | 17.36% | 11.47% | 2.727% | 2.59%
259 | 138553.9671 | 4440.8323 | 142994.7994 | 135469.1032 | 102.3% | 3084.8639 | 162.6716 | 0.039118 | 17.24% | 11.36% | 2.61% | 2.479% | 8226.6626 | 3130.6713 | 141684.6384 | 137350.7932 | 140435.6571 | 1881.69 | 102.2% | 3084.8639 | 0.03969 | 17.21% | 11.32% | 2.574% | 2.445%
260 | 133838.9656 | 6998.1158 | 140837.0814 | 131687.6277 | 101.6% | 2151.3379 | 208.7869 | 0.050918 | 16.51% | 10.65% | 1.872% | 1.779% | 10199.4955 | 5733.0436 | 139572.0092 | 131097.7631 | 133544.0333 | -294.9323 | 101.9% | 2446.2702 | 0.046658 | 16.77% | 10.91% | 2.139% | 2.032%
261 | 121848.1943 | 9182.5293 | 131030.7236 | 120530.7785 | 101.1% | 1317.4158 | 255.0539 | 0.065134 | 15.89% | 10.07% | 1.252% | 1.19% | 11343.4194 | 6745.874 | 128594.0683 | 120867.0106 | 122184.4264 | 336.2321 | 101.1% | 1317.4158 | 0.065214 | 15.88% | 10.06% | 1.249% | 1.187%
262 | 127542.0872 | 8648.8393 | 136190.9265 | 124885.196 | 102.1% | 2656.8912 | 173.4024 | 0.041863 | 17.07% | 11.19% | 2.438% | 2.316% | 8072.377 | 2515.9172 | 130058.0044 | 128400.7435 | 130058.0044 | 2515.9172 | 101.3% | 1657.261 | 0.059923 | 16.11% | 10.28% | 1.479% | 1.405%
263 | 135304.6645 | 4956.9854 | 140261.6499 | 133605.6702 | 101.3% | 1698.9944 | 234.7258 | 0.060425 | 16.09% | 10.26% | 1.457% | 1.385% | 11592.2153 | 3956.5169 | 139261.1815 | 134553.6901 | 136252.6844 | 948.0199 | 101.3% | 1698.9944 | 0.060661 | 16.08% | 10.25% | 1.447% | 1.375%
264 | 140220.0266 | 3186.8188 | 143406.8453 | 140553.1739 | 99.76% | -333.1473 | 489.5105 | 0.10997 | 14.36% | 8.618% | -0.2722% | -0.2581% | 25053.3011 | 1662.266 | 141882.2925 | 138795.9075 | 139341.3933 | -878.6332 | 100.4% | 545.4859 | 0.086495 | 15.08% | 9.304% | 0.45% | 0.4279%
265 | 131691.1215 | 7013.0714 | 138704.193 | 129904.3439 | 101.4% | 1786.7776 | 227.2884 | 0.057688 | 16.21% | 10.37% | 1.576% | 1.498% | 10925.1313 | 3447.9955 | 135139.1171 | 132023.7197 | 133810.4974 | 2119.3758 | 101.4% | 1786.7776 | 0.05827 | 16.18% | 10.35% | 1.551% | 1.474%
266 | 123332.826 | 7042.0515 | 130374.8775 | 121251.7884 | 101.7% | 2081.0377 | 202.8627 | 0.049403 | 16.6% | 10.74% | 1.967% | 1.869% | 9132.1668 | 3250.2754 | 126583.1015 | 120710.2973 | 123062.0805 | -270.7455 | 101.9% | 2351.7832 | 0.045149 | 16.87% | 11% | 2.233% | 2.121%
267 | 130409.358 | 7019.4203 | 137428.7783 | 128975.2084 | 101.1% | 1434.1495 | 250.9863 | 0.064634 | 15.91% | 10.09% | 1.274% | 1.211% | 11946.8018 | 1941.3358 | 132350.6937 | 127288.3307 | 129565.9191 | -843.4389 | 101.8% | 2277.5884 | 0.048064 | 16.68% | 10.82% | 2.051% | 1.948%
268 | 131626.5272 | 4875.0566 | 136501.5837 | 129054.1252 | 102% | 2572.402 | 183.0165 | 0.044324 | 16.92% | 11.05% | 2.284% | 2.17% | 8792.7883 | 2626.1504 | 134252.6776 | 129409.9285 | 131982.3305 | 355.8033 | 102% | 2572.402 | 0.044424 | 16.91% | 11.04% | 2.278% | 2.164%
269 | 131584.4439 | 5194.6381 | 136779.082 | 129519.5932 | 101.6% | 2064.8507 | 211.6161 | 0.051921 | 16.46% | 10.61% | 1.827% | 1.736% | 10163.5664 | 3164.8303 | 134749.2743 | 131155.9008 | 133220.7515 | 1636.3076 | 101.6% | 2064.8507 | 0.052446 | 16.44% | 10.59% | 1.804% | 1.714%
270 | 122646.9732 | 6760.0694 | 129407.0426 | 119000.6899 | 103.1% | 3646.2834 | 106.2792 | 0.027911 | 18.15% | 12.21% | 3.512% | 3.336% | 4757.7111 | 1000 | 123646.9732 | 120049.8561 | 123646.9732 | 1000 | 103% | 3597.1172 | 0.028765 | 18.07% | 12.14% | 3.434% | 3.262%
271 | 139393.7631 | 4161.0079 | 143554.7709 | 138441.2441 | 100.7% | 952.519 | 341.9196 | 0.076358 | 15.42% | 9.625% | 0.7882% | 0.7491% | 17396.434 | 2133.9569 | 141527.72 | 140829.6858 | 141527.72 | 2133.9569 | 100.5% | 698.0341 | 0.082968 | 15.2% | 9.416% | 0.5677% | 0.5397%
272 | 125491.4098 | 5966.6803 | 131458.0901 | 122335.2526 | 102.6% | 3156.1571 | 140.9711 | 0.034014 | 17.59% | 11.69% | 2.957% | 2.809% | 6457.0898 | 4710.8772 | 130202.287 | 122028.6974 | 125338.1322 | -153.2776 | 102.7% | 3309.4348 | 0.032349 | 17.74% | 11.83% | 3.108% | 2.953%
273 | 137800.9639 | 3510.8526 | 141311.8165 | 136983.1705 | 100.6% | 817.7934 | 361.4502 | 0.079486 | 15.32% | 9.526% | 0.6838% | 0.65% | 18179.9878 | 1000 | 138800.9639 | 140511.8921 | 138800.9639 | 1000 | 98.78% | -1710.9282 | 0.16197 | 13.24% | 7.55% | -1.396% | -1.326%
274 | 132380.1022 | 5124.3911 | 137504.4933 | 131421.8105 | 100.7% | 958.2917 | 333.0965 | 0.074944 | 15.47% | 9.67% | 0.8354% | 0.7939% | 16094.8009 | 2685.2229 | 135065.3251 | 131141.9677 | 132240.1808 | -139.9214 | 100.8% | 1098.2131 | 0.071871 | 15.59% | 9.788% | 0.9594% | 0.9118%
275 | 132985.1348 | 3821.4119 | 136806.5467 | 134259.7456 | 99.05% | -1274.6108 | 489.5105 | 0.14507 | 13.54% | 7.843% | -1.089% | -1.034% | 23760.6333 | 1711.8431 | 134696.9779 | 135367.1841 | 134696.9779 | 1711.8431 | 99.5% | -670.2063 | 0.12269 | 14.07% | 8.337% | -0.5681% | -0.539%
276 | 135589.7071 | 2996.4576 | 138586.1647 | 134891.9585 | 100.5% | 697.7486 | 378.5581 | 0.082226 | 15.23% | 9.439% | 0.5924% | 0.5632% | 18734.9345 | 1000 | 136589.7071 | 133827.8742 | 135057.6649 | -532.0422 | 100.9% | 1229.7908 | 0.069722 | 15.69% | 9.877% | 1.053% | 1.001%
277 | 140549.0499 | 4038.7658 | 144587.8157 | 139135.9673 | 101% | 1413.0826 | 271.6534 | 0.067174 | 15.8% | 9.982% | 1.164% | 1.106% | 13935.9303 | 1904.4899 | 142453.5397 | 139699.6469 | 141112.7295 | 563.6796 | 101% | 1413.0826 | 0.067282 | 15.79% | 9.977% | 1.159% | 1.101%
278 | 136506.3862 | 5433.7734 | 141940.1596 | 135217.7713 | 101% | 1288.615 | 285.0925 | 0.068824 | 15.73% | 9.914% | 1.092% | 1.038% | 14204.6874 | 4255.763 | 140762.1492 | 135250.6672 | 136539.2821 | 32.8959 | 101% | 1288.615 | 0.068831 | 15.72% | 9.914% | 1.092% | 1.037%
279 | 130188.7962 | 8458.5957 | 138647.392 | 128189.7624 | 101.6% | 1999.0338 | 214.1085 | 0.052839 | 16.42% | 10.57% | 1.787% | 1.698% | 10174.2037 | 7565.0041 | 137753.8003 | 126722.2515 | 129455.0408 | -733.7555 | 102.2% | 2732.7893 | 0.04133 | 17.1% | 11.22% | 2.472% | 2.348%
280 | 125290.964 | 6057.6588 | 131348.6228 | 123329.425 | 101.6% | 1961.5391 | 211.8853 | 0.05202 | 16.46% | 10.61% | 1.823% | 1.732% | 9689.7688 | 3521.4829 | 128812.4469 | 116554.3338 | 121903.4184 | -3387.5456 | 104.6% | 5349.0847 | 0.013645 | 19.89% | 13.87% | 5.26% | 4.997%
281 | 137211.6801 | 3667.5232 | 140879.2033 | 136027.8146 | 100.9% | 1183.8655 | 302.8286 | 0.071004 | 15.63% | 9.824% | 0.9971% | 0.9476% | 15166.3401 | 1445.4668 | 138657.1469 | 130611.923 | 134503.7343 | -2707.9458 | 103% | 3891.8113 | 0.028975 | 18.05% | 12.12% | 3.415% | 3.244%
282 | 141405.8469 | 3145.7028 | 144551.5497 | 139414.0231 | 101.4% | 1991.8238 | 223.47 | 0.056285 | 16.27% | 10.43% | 1.637% | 1.556% | 11533.989 | 1237.7936 | 142643.6405 | 139994.5407 | 141986.3645 | 580.5176 | 101.4% | 1991.8238 | 0.056441 | 16.26% | 10.43% | 1.63% | 1.549%
283 | 132798.4067 | 5147.2251 | 137945.6318 | 131014.7367 | 101.4% | 1783.67 | 228.2964 | 0.058058 | 16.19% | 10.36% | 1.56% | 1.482% | 11065.8501 | 3527.5294 | 136325.9362 | 133068.0583 | 134851.7283 | 2053.3216 | 101.3% | 1783.67 | 0.058612 | 16.17% | 10.34% | 1.536% | 1.459%
284 | 134806.0718 | 5225.0415 | 140031.1133 | 131753.1193 | 102.3% | 3052.9525 | 159.8048 | 0.038384 | 17.29% | 11.4% | 2.656% | 2.523% | 7863.0687 | 1222.2456 | 136028.3174 | 129449.4486 | 133654.2364 | -1151.8353 | 103.2% | 4204.7878 | 0.02559 | 18.36% | 12.41% | 3.723% | 3.537%
285 | 133390.771 | 3981.8141 | 137372.585 | 132471.1473 | 100.7% | 919.6236 | 340.6036 | 0.076146 | 15.43% | 9.632% | 0.7953% | 0.7558% | 16583.1839 | 1000 | 134390.771 | 134180.6808 | 134390.771 | 1000 | 100.2% | 210.0902 | 0.09462 | 14.81% | 9.047% | 0.179% | 0.1705%
286 | 129485.5832 | 6568.1093 | 136053.6925 | 126115.6318 | 102.7% | 3369.9515 | 134.3691 | 0.032852 | 17.7% | 11.79% | 3.063% | 2.909% | 6350.5847 | 5081.5261 | 134567.1094 | 128345.2988 | 131715.2503 | 2229.667 | 102.6% | 3369.9515 | 0.033437 | 17.64% | 11.73% | 3.009% | 2.859%
287 | 137056.9445 | 2759.9761 | 139816.9206 | 136675.8235 | 100.3% | 381.121 | 429.6926 | 0.090418 | 14.95% | 9.18% | 0.3191% | 0.3036% | 21495.7072 | 2104.7714 | 139161.7159 | 134281.7941 | 135859.9298 | -1197.0147 | 101.2% | 1578.1357 | 0.062966 | 15.98% | 10.16% | 1.347% | 1.28%
288 | 134705.3619 | 6122.971 | 140828.3329 | 133703.3586 | 100.7% | 1002.0032 | 328.7597 | 0.074248 | 15.49% | 9.692% | 0.8586% | 0.8159% | 16164.2768 | 3144.5232 | 137849.8851 | 132174.8521 | 133941.1086 | -764.2533 | 101.3% | 1766.2565 | 0.058721 | 16.16% | 10.33% | 1.531% | 1.455%
289 | 135338.1395 | 3889.027 | 139227.1665 | 137130.5249 | 98.69% | -1792.3854 | 489.5105 | 0.16781 | 13.13% | 7.453% | -1.499% | -1.423% | 24181.0478 | 2694.4731 | 138032.6125 | 137139.4574 | 137139.4574 | 1801.3179 | 100% | 0 | 0.1 | 14.63% | 8.876% | -0.0005144% | 0%
290 | 130115.2158 | 3614.3116 | 133729.5274 | 129167.3015 | 100.7% | 947.9143 | 332.0895 | 0.074783 | 15.47% | 9.675% | 0.8407% | 0.799% | 15771.614 | 3109.5002 | 133224.716 | 131086.7506 | 132034.6649 | 1919.4491 | 100.7% | 947.9143 | 0.075152 | 15.46% | 9.663% | 0.8284% | 0.7873%
291 | 140565.912 | 4039.2503 | 144605.1623 | 139337.4672 | 100.9% | 1228.4448 | 300.396 | 0.070705 | 15.64% | 9.836% | 1.01% | 0.9599% | 15412.2832 | 1885.6156 | 142451.5276 | 142646.2 | 142451.5276 | 1885.6156 | 99.86% | -194.6724 | 0.10501 | 14.48% | 8.728% | -0.157% | -0.1486%
292 | 136542.9017 | 4708.3759 | 141251.2776 | 135402.7337 | 100.8% | 1140.1679 | 308.8802 | 0.071749 | 15.6% | 9.793% | 0.9648% | 0.9168% | 15394.0183 | 4676.8323 | 141219.7339 | 136783.4172 | 137923.5851 | 1380.6835 | 100.8% | 1140.1679 | 0.071973 | 15.59% | 9.784% | 0.955% | 0.9075%
293 | 140317.0568 | 3083.8914 | 143400.9482 | 139375.9339 | 100.7% | 941.1229 | 344.6713 | 0.076797 | 15.41% | 9.611% | 0.7735% | 0.7352% | 17652.5883 | 1000 | 141317.0568 | 143275.9296 | 141317.0568 | 1000 | 98.63% | -1958.8728 | 0.17174 | 13.07% | 7.388% | -1.568% | -1.489%
294 | 137201.9537 | 2030.5482 | 139232.502 | 136546.3323 | 100.5% | 655.6215 | 386.5139 | 0.083501 | 15.18% | 9.399% | 0.5499% | 0.5228% | 19356.1205 | 2134.4641 | 139336.4179 | 137898.0248 | 138553.6463 | 1351.6926 | 100.5% | 655.6215 | 0.083663 | 15.18% | 9.394% | 0.5445% | 0.5176%
295 | 129056.1143 | 4655.3892 | 133711.5034 | 127696.1667 | 101.1% | 1359.9476 | 261.0656 | 0.065872 | 15.85% | 10.04% | 1.22% | 1.16% | 12297.6229 | 1611.3013 | 130667.4155 | 127765.2181 | 129125.1657 | 69.0515 | 101.1% | 1359.9476 | 0.065887 | 15.85% | 10.04% | 1.22% | 1.159%
296 | 136193.6089 | 833.2979 | 137026.9068 | 134736.5211 | 101.1% | 1457.0877 | 257.5364 | 0.065439 | 15.87% | 10.05% | 1.239% | 1.177% | 12802.3054 | 2872.9015 | 139066.5104 | 135012.8772 | 136469.9649 | 276.3561 | 101.1% | 1457.0877 | 0.065497 | 15.87% | 10.05% | 1.237% | 1.175%
297 | 142915.434 | 333.7267 | 143249.1606 | 142905.867 | 100% | 9.567 | 488.0749 | 0.09977 | 14.64% | 8.883% | 0.00716% | 0.007289% | 25460.0047 | 1187.0893 | 144102.5233 | 142266.4674 | 142595.7342 | -319.6998 | 100.2% | 329.2668 | 0.092047 | 14.9% | 9.128% | 0.2648% | 0.252%
298 | 129873.8008 | 6087.8344 | 135961.6352 | 126374.144 | 102.8% | 3499.6569 | 127.4056 | 0.031627 | 17.81% | 11.89% | 3.174% | 3.015% | 6039.5293 | 1000 | 130873.8008 | 127114.8125 | 130614.4694 | 740.6686 | 102.8% | 3499.6569 | 0.031831 | 17.79% | 11.87% | 3.155% | 2.998%
299 | 140420.2145 | 4918.6423 | 145338.8567 | 138999.6477 | 101% | 1420.5668 | 270.2876 | 0.067006 | 15.8% | 9.989% | 1.171% | 1.113% | 13853.1517 | 2201.9658 | 142622.1803 | 136340.9169 | 139090.8491 | -1329.3654 | 102% | 2749.9322 | 0.04389 | 16.94% | 11.07% | 2.312% | 2.196%
300 | 132851.7417 | 5632.7085 | 138484.4502 | 129994.1868 | 102.2% | 2857.5549 | 168.3278 | 0.040566 | 17.15% | 11.27% | 2.519% | 2.393% | 8162.3651 | 4347.5692 | 137199.3109 | 135000.4377 | 137199.3109 | 4347.5692 | 101.6% | 2198.8732 | 0.051011 | 16.5% | 10.65% | 1.867% | 1.773%
301 | 134339.3671 | 4305.7489 | 138645.116 | 132088.9885 | 101.7% | 2250.3786 | 203.7693 | 0.049634 | 16.59% | 10.73% | 1.952% | 1.855% | 9991.5994 | 1671.3525 | 136010.7195 | 133711.3503 | 135961.7289 | 1622.3619 | 101.7% | 2250.3786 | 0.050013 | 16.56% | 10.71% | 1.929% | 1.832%
302 | 127854.9238 | 7313.4736 | 135168.3974 | 125730.8824 | 101.7% | 2124.0414 | 204.7969 | 0.049897 | 16.57% | 10.72% | 1.936% | 1.839% | 9557.2645 | 4331.3058 | 132186.2296 | 127492.4635 | 129616.5049 | 1761.5811 | 101.7% | 2124.0414 | 0.050325 | 16.54% | 10.69% | 1.909% | 1.814%
303 | 133175.1989 | 4618.793 | 137793.9919 | 132724.9583 | 100.3% | 450.2405 | 416.742 | 0.088343 | 15.02% | 9.246% | 0.3884% | 0.3693% | 20257.388 | 4507.2906 | 137682.4894 | 131228.0034 | 132426.7214 | -748.4775 | 100.9% | 1198.718 | 0.069866 | 15.68% | 9.871% | 1.047% | 0.9945%
304 | 135250.8091 | 3478.5498 | 138729.3589 | 134478.039 | 100.6% | 772.7701 | 366.2456 | 0.080254 | 15.29% | 9.502% | 0.6582% | 0.6257% | 18080.2803 | 1892.5623 | 137143.3714 | 133923.4968 | 134973.538 | -277.2711 | 100.8% | 1050.0412 | 0.073277 | 15.53% | 9.73% | 0.8983% | 0.8537%
305 | 128449.8099 | 10368.0732 | 138817.8831 | 125323.8883 | 102.5% | 3125.9216 | 147.1124 | 0.035137 | 17.49% | 11.59% | 2.859% | 2.716% | 6897.2431 | 5279.9185 | 133729.7283 | 125877.4686 | 129003.3901 | 553.5803 | 102.5% | 3125.9216 | 0.035338 | 17.48% | 11.58% | 2.846% | 2.704%
306 | 140615.6138 | 3195.8094 | 143811.4232 | 143646.6895 | 97.89% | -3031.0757 | 489.5105 | 0.2257 | 12.21% | 6.579% | -2.419% | -2.297% | 25123.9812 | 2778.1349 | 143393.7487 | 144370.5621 | 143393.7487 | 2778.1349 | 99.32% | -976.8133 | 0.13163 | 13.86% | 8.14% | -0.7761% | -0.7367%
307 | 136537.8564 | 1651.3172 | 138189.1736 | 136368.3676 | 100.1% | 169.4888 | 462.8517 | 0.095729 | 14.78% | 9.012% | 0.142% | 0.1353% | 23066.8222 | 1000 | 137537.8564 | 131295.1456 | 134001.2454 | -2536.611 | 102.1% | 2706.0998 | 0.043081 | 17% | 11.12% | 2.362% | 2.244%
308 | 131169.3013 | 2898.9313 | 134068.2326 | 130258.6957 | 100.7% | 910.6056 | 339.5568 | 0.075978 | 15.43% | 9.637% | 0.8009% | 0.7611% | 16256.8919 | 1000 | 132169.3013 | 133265.0106 | 132169.3013 | 1000 | 99.18% | -1095.7093 | 0.13881 | 13.69% | 7.981% | -0.943% | -0.8952%
309 | 138565.1088 | 6670.4742 | 145235.583 | 137067.6987 | 101.1% | 1497.4101 | 255.1736 | 0.065148 | 15.89% | 10.07% | 1.252% | 1.189% | 12905.7261 | 1000 | 139565.1088 | 136992.7689 | 138527.6439 | -37.4649 | 101.1% | 1534.875 | 0.064411 | 15.92% | 10.1% | 1.284% | 1.22%
310 | 140298.3837 | 7014.9192 | 147313.3029 | 137427.7989 | 102.1% | 2870.5848 | 176.1712 | 0.042572 | 17.03% | 11.15% | 2.394% | 2.274% | 9021.5367 | 2192.6353 | 142491.019 | 137622.2273 | 140492.8122 | 194.4285 | 102.1% | 2870.5848 | 0.042626 | 17.02% | 11.15% | 2.391% | 2.271%
311 | 139731.6148 | 4779.7657 | 144511.3805 | 138215.8874 | 101.1% | 1515.7274 | 254.2763 | 0.065038 | 15.89% | 10.07% | 1.257% | 1.194% | 12968.6099 | 5784.5872 | 145516.2021 | 138294.5303 | 139810.2578 | 78.6429 | 101.1% | 1515.7274 | 0.065054 | 15.89% | 10.07% | 1.256% | 1.193%
312 | 131846.4692 | 5110.3283 | 136956.7975 | 129456.4488 | 101.8% | 2390.0205 | 193.5565 | 0.047021 | 16.75% | 10.89% | 2.116% | 2.01% | 9314.705 | 1895.4366 | 133741.9059 | 125096.8551 | 129666.6724 | -2179.7968 | 103.7% | 4569.8173 | 0.021445 | 18.82% | 12.85% | 4.187% | 3.977%
313 | 131780.9365 | 4954.1705 | 136735.1071 | 129955.5165 | 101.4% | 1825.42 | 225.1989 | 0.056919 | 16.24% | 10.41% | 1.61% | 1.529% | 10832.0777 | 2064.3292 | 133845.2657 | 130823.3129 | 132648.7329 | 867.7964 | 101.4% | 1825.42 | 0.057165 | 16.23% | 10.4% | 1.599% | 1.519%
314 | 125900.2975 | 5434.5452 | 131334.8427 | 122933.6103 | 102.4% | 2966.6872 | 152.9204 | 0.036623 | 17.4% | 11.5% | 2.766% | 2.627% | 7027.2428 | 2914.1499 | 128814.4474 | 123448.8549 | 126415.5421 | 515.2446 | 102.4% | 2966.6872 | 0.036808 | 17.39% | 11.49% | 2.754% | 2.616%
315 | 137671.7124 | 3507.5596 | 141179.2719 | 136522.8938 | 100.8% | 1148.8186 | 309.0098 | 0.071764 | 15.6% | 9.792% | 0.9641% | 0.9162% | 15527.7946 | 1089.2089 | 138760.9212 | 135873.0103 | 137346.7706 | -324.9418 | 101.1% | 1473.7603 | 0.065354 | 15.88% | 10.06% | 1.243% | 1.181%
316 | 132041.5238 | 7477.0497 | 139518.5735 | 129847.9308 | 101.7% | 2193.593 | 204.7969 | 0.049897 | 16.57% | 10.72% | 1.936% | 1.839% | 9870.2164 | 5410.3585 | 137451.8823 | 129460.6061 | 131847.8614 | -193.6623 | 101.8% | 2387.2553 | 0.047061 | 16.75% | 10.88% | 2.113% | 2.008%
317 | 139216.8009 | 4000.4828 | 143217.2837 | 141288.7335 | 98.53% | -2071.9326 | 489.5105 | 0.17823 | 12.95% | 7.28% | -1.682% | -1.597% | 24874.0535 | 1000 | 140216.8009 | 144098.2847 | 140216.8009 | 1000 | 97.31% | -3881.4837 | 0.27652 | 11.55% | 5.943% | -3.088% | -2.933%
318 | 130241.6265 | 5886.6272 | 136128.2537 | 128625.7545 | 101.3% | 1615.872 | 235.8331 | 0.06083 | 16.07% | 10.24% | 1.44% | 1.368% | 11211.0774 | 6538.2687 | 136779.8952 | 128714.3294 | 130330.2014 | 88.5749 | 101.3% | 1615.872 | 0.060853 | 16.07% | 10.24% | 1.439% | 1.367%
319 | 144256.1267 | 4145.291 | 148401.4177 | 143025.6588 | 100.9% | 1230.4679 | 304.972 | 0.071267 | 15.62% | 9.813% | 0.9857% | 0.9367% | 16057.8415 | 3586.1408 | 147842.2675 | 147021.497 | 147842.2675 | 3586.1408 | 100.6% | 820.7705 | 0.080817 | 15.27% | 9.484% | 0.6394% | 0.6078%
320 | 129531.0845 | 8891.6157 | 138422.7002 | 128124.1121 | 101.1% | 1406.9723 | 253.9573 | 0.064999 | 15.89% | 10.07% | 1.258% | 1.196% | 12006.8067 | 8169.5784 | 137700.6629 | 127631.0352 | 129284.546 | -246.5385 | 101.3% | 1653.5108 | 0.059795 | 16.12% | 10.29% | 1.485% | 1.411%
321 | 139721.6946 | 5055.3514 | 144777.046 | 138202.9284 | 101.1% | 1518.7662 | 253.7778 | 0.064977 | 15.89% | 10.07% | 1.259% | 1.196% | 12942.2674 | 4202.4032 | 143924.0978 | 133902.5507 | 137571.5057 | -2150.1888 | 102.7% | 3668.955 | 0.031996 | 17.77% | 11.86% | 3.14% | 2.983%
322 | 140939.0858 | 5232.4905 | 146171.5763 | 139143.1964 | 101.3% | 1795.8894 | 233.3699 | 0.059923 | 16.11% | 10.28% | 1.479% | 1.405% | 12005.1939 | 1000 | 141939.0858 | 132212.3945 | 137473.6849 | -3465.4009 | 104% | 5261.2904 | 0.018452 | 19.19% | 13.21% | 4.561% | 4.333%
323 | 127941.5332 | 7140.5631 | 135082.0963 | 126534.5231 | 101.1% | 1407.0101 | 250.9863 | 0.064634 | 15.91% | 10.09% | 1.274% | 1.211% | 11720.7243 | 2820.6142 | 130762.1474 | 123179.9586 | 126264.2509 | -1677.2823 | 102.5% | 3084.2924 | 0.034973 | 17.5% | 11.6% | 2.87% | 2.726%
324 | 134499.7621 | 3280.482 | 137780.2441 | 132556.6433 | 101.5% | 1943.1187 | 220.8111 | 0.055305 | 16.31% | 10.47% | 1.68% | 1.596% | 10840.1522 | 1986.6058 | 136486.3679 | 132505.433 | 134474.1569 | -25.6051 | 101.5% | 1968.7239 | 0.054781 | 16.34% | 10.49% | 1.703% | 1.618%
325 | 138377.2476 | 2653.1394 | 141030.387 | 137355.3439 | 100.7% | 1021.9037 | 329.9261 | 0.074435 | 15.49% | 9.686% | 0.8523% | 0.81% | 16663.8078 | 1000 | 139377.2476 | 140733.0426 | 139377.2476 | 1000 | 99.04% | -1355.795 | 0.14576 | 13.53% | 7.827% | -1.105% | -1.049%
326 | 133788.2569 | 2242.7826 | 136031.0395 | 132734.4727 | 100.8% | 1053.7842 | 319.2087 | 0.073018 | 15.54% | 9.741% | 0.9096% | 0.8644% | 15587.8284 | 1155.6557 | 134943.9126 | 129661.0055 | 132251.5233 | -1536.7336 | 102% | 2590.5178 | 0.044239 | 16.92% | 11.05% | 2.29% | 2.175%
327 | 130095.6928 | 4842.1114 | 134937.8041 | 128779.5744 | 101% | 1316.1184 | 270.2876 | 0.067006 | 15.8% | 9.989% | 1.171% | 1.113% | 12834.5864 | 2007.3557 | 132103.0484 | 126925.7962 | 129168.8037 | -926.8891 | 101.8% | 2243.0075 | 0.04847 | 16.66% | 10.8% | 2.025% | 1.924%
328 | 134052.9594 | 3894.5441 | 137947.5035 | 132113.2521 | 101.5% | 1939.7073 | 220.6486 | 0.055243 | 16.32% | 10.47% | 1.683% | 1.599% | 10796.1893 | 1000 | 135052.9594 | 130066.2176 | 133029.4421 | -1023.5173 | 102.3% | 2963.2246 | 0.039098 | 17.24% | 11.36% | 2.611% | 2.48%
329 | 136131.3662 | 4363.1848 | 140494.5511 | 134757.0048 | 101% | 1374.3615 | 270.7362 | 0.067061 | 15.8% | 9.987% | 1.169% | 1.11% | 13452.3273 | 3281.4132 | 139412.7794 | 135624.7312 | 136999.0927 | 867.7264 | 101% | 1374.3615 | 0.067233 | 15.79% | 9.979% | 1.161% | 1.103%
330 | 138003.3592 | 4423.1846 | 142426.5438 | 141433.7164 | 97.57% | -3430.3572 | 489.5105 | 0.25316 | 11.85% | 6.235% | -2.781% | -2.641% | 24657.2462 | 3550.2573 | 141553.6165 | 141714.6206 | 141553.6165 | 3550.2573 | 99.89% | -161.004 | 0.10392 | 14.5% | 8.752% | -0.1308% | -0.1237%
331 | 136786.5247 | 5912.1079 | 142698.6325 | 135853.6773 | 100.7% | 932.8474 | 342.2187 | 0.076405 | 15.42% | 9.624% | 0.7866% | 0.7476% | 17085.9816 | 2741.704 | 139528.2287 | 133831.0335 | 135775.2028 | -1011.3219 | 101.5% | 1944.1693 | 0.055652 | 16.3% | 10.46% | 1.665% | 1.582%
332 | 132938.1796 | 4160.3864 | 137098.566 | 131676.4648 | 101% | 1261.7148 | 283.9759 | 0.068687 | 15.73% | 9.919% | 1.098% | 1.043% | 13779.2039 | 3498.1016 | 136436.2812 | 132712.0132 | 133973.7281 | 1035.5485 | 101% | 1261.7148 | 0.068884 | 15.72% | 9.911% | 1.089% | 1.035%
333 | 136284.7474 | 5546.4723 | 141831.2197 | 134493.0263 | 101.3% | 1791.7211 | 230.3906 | 0.058829 | 16.16% | 10.33% | 1.527% | 1.45% | 11460.5353 | 2699.3452 | 138984.0926 | 133904.9792 | 135990.7239 | -294.0235 | 101.6% | 2085.7446 | 0.052886 | 16.42% | 10.57% | 1.785% | 1.696%
334 | 132740.1843 | 4378.7985 | 137118.9828 | 131632.4149 | 100.8% | 1107.7694 | 308.9898 | 0.071762 | 15.6% | 9.792% | 0.9642% | 0.9163% | 14970.6085 | 1000 | 133740.1843 | 129860.1547 | 131854.0542 | -886.1301 | 101.5% | 1993.8995 | 0.053472 | 16.39% | 10.55% | 1.76% | 1.672%
335 | 135141.3836 | 2183.1804 | 137324.564 | 134973.6282 | 100.1% | 167.7554 | 462.8517 | 0.095729 | 14.78% | 9.012% | 0.142% | 0.1353% | 22830.9009 | 1000 | 136141.3836 | 136819.9568 | 136141.3836 | 1000 | 99.5% | -678.5732 | 0.12273 | 14.06% | 8.336% | -0.569% | -0.54%
336 | 131665.7876 | 5641.5604 | 137307.348 | 129776.0468 | 101.5% | 1889.7408 | 221.506 | 0.055561 | 16.3% | 10.46% | 1.669% | 1.585% | 10645.1387 | 1889.1702 | 133554.9578 | 132036.752 | 133554.9578 | 1889.1702 | 101.1% | 1518.2058 | 0.063636 | 15.95% | 10.13% | 1.318% | 1.252%
337 | 131320.3472 | 7783.9989 | 139104.3461 | 129846.9452 | 101.1% | 1473.402 | 246.1111 | 0.064034 | 15.93% | 10.11% | 1.3% | 1.235% | 11796.5814 | 6119.2831 | 137439.6303 | 128173.8912 | 130483.8202 | -836.527 | 101.8% | 2309.929 | 0.047828 | 16.7% | 10.84% | 2.065% | 1.962%
338 | 133319.5251 | 6207.7946 | 139527.3196 | 130613.3864 | 102.1% | 2706.1387 | 177.3803 | 0.042883 | 17.01% | 11.13% | 2.375% | 2.256% | 8631.6128 | 6132.1647 | 139451.6898 | 129967.8772 | 132996.7705 | -322.7546 | 102.3% | 3028.8933 | 0.03814 | 17.3% | 11.41% | 2.671% | 2.537%
339 | 134693.8582 | 1871.1941 | 136565.0523 | 133896.7094 | 100.6% | 797.1487 | 361.8091 | 0.079543 | 15.32% | 9.524% | 0.6819% | 0.6482% | 17787.7145 | 2780.981 | 137474.8392 | 134812.5745 | 135609.7232 | 915.865 | 100.6% | 797.1487 | 0.079682 | 15.31% | 9.52% | 0.6773% | 0.6438%
340 | 126647.1106 | 11727.2655 | 138374.3761 | 121783.5719 | 104% | 4863.5387 | 39.6693 | 0.018322 | 19.21% | 13.22% | 4.577% | 4.348% | 1833.7606 | 3844.5833 | 130491.6939 | 123155.1558 | 128018.6945 | 1371.5839 | 103.9% | 4863.5387 | 0.01873 | 19.16% | 13.18% | 4.526% | 4.3%
341 | 139336.3547 | 4159.2942 | 143495.6489 | 137980.7592 | 101% | 1355.5955 | 278.7718 | 0.068048 | 15.76% | 9.946% | 1.126% | 1.07% | 14177.7103 | 2940.8638 | 142277.2185 | 137583.4739 | 139137.712 | -198.6426 | 101.1% | 1554.2381 | 0.064167 | 15.93% | 10.11% | 1.294% | 1.23%
342 | 134191.3682 | 4087.6566 | 138279.0248 | 132249.6582 | 101.5% | 1941.7101 | 220.6486 | 0.055243 | 16.32% | 10.47% | 1.683% | 1.599% | 10807.3363 | 1189.2874 | 135380.6557 | 129371.5111 | 132752.2947 | -1439.0736 | 102.6% | 3380.7836 | 0.033594 | 17.63% | 11.72% | 2.995% | 2.845%
343 | 133620.7763 | 4282.7172 | 137903.4934 | 131311.9276 | 101.8% | 2308.8486 | 199.8559 | 0.048633 | 16.65% | 10.79% | 2.015% | 1.914% | 9747.2881 | 1094.7758 | 134715.5521 | 133180.2496 | 134715.5521 | 1094.7758 | 101.2% | 1535.3025 | 0.063558 | 15.95% | 10.13% | 1.321% | 1.255%
344 | 134484.637 | 4310.405 | 138795.0421 | 136885.7169 | 98.25% | -2401.0799 | 489.5105 | 0.19701 | 12.62% | 6.966% | -2.011% | -1.91% | 24028.5514 | 2151.0577 | 136635.6948 | 138897.6742 | 136635.6948 | 2151.0577 | 98.37% | -2261.9794 | 0.18881 | 12.77% | 7.103% | -1.867% | -1.773%
345 | 133055.9557 | 4614.6574 | 137670.6131 | 132379.2763 | 100.5% | 676.6793 | 379.8642 | 0.082435 | 15.22% | 9.433% | 0.5855% | 0.5565% | 18448.2643 | 3497.0148 | 136552.9705 | 131967.2988 | 132849.9669 | -205.9888 | 100.7% | 882.6681 | 0.077017 | 15.4% | 9.604% | 0.7662% | 0.7282%
346 | 131704.3085 | 8370.9795 | 140075.288 | 128960.712 | 102.1% | 2743.5965 | 173.4024 | 0.041863 | 17.07% | 11.19% | 2.438% | 2.316% | 8335.8118 | 6647.5905 | 138351.899 | 130201.7049 | 132945.3014 | 1240.9928 | 102.1% | 2743.5965 | 0.042235 | 17.05% | 11.17% | 2.415% | 2.294%
347 | 130753.9431 | 6056.4058 | 136810.349 | 128861.8603 | 101.5% | 1892.0828 | 220.6387 | 0.055241 | 16.32% | 10.47% | 1.683% | 1.599% | 10530.0214 | 2439.0535 | 133192.9966 | 128470.8352 | 130558.4306 | -195.5125 | 101.6% | 2087.5954 | 0.051112 | 16.5% | 10.65% | 1.862% | 1.769%
348 | 134840.7846 | 7800.1496 | 142640.9342 | 133441.0099 | 101% | 1399.7747 | 264.4952 | 0.066294 | 15.84% | 10.02% | 1.202% | 1.142% | 13017.6306 | 2488.2934 | 137329.078 | 135837.1464 | 137236.9212 | 2396.1365 | 101% | 1399.7747 | 0.066782 | 15.81% | 9.998% | 1.181% | 1.122%
349 | 132287.0208 | 6905.6736 | 139192.6944 | 130492.1581 | 101.4% | 1794.8627 | 227.2884 | 0.057688 | 16.21% | 10.37% | 1.576% | 1.498% | 10974.5673 | 2094.1834 | 134381.2042 | 126284.8289 | 130183.3563 | -2103.6646 | 103.1% | 3898.5273 | 0.027621 | 18.17% | 12.24% | 3.538% | 3.361%
350 | 129513.4761 | 8568.1285 | 138081.6046 | 127013.4537 | 102% | 2500.0225 | 184.8077 | 0.044782 | 16.89% | 11.02% | 2.256% | 2.143% | 8736.3059 | 6476.4883 | 135989.9644 | 125717.2837 | 128865.3911 | -648.085 | 102.5% | 3148.1075 | 0.03497 | 17.5% | 11.6% | 2.87% | 2.726%
351 | 129922.5649 | 6252.0879 | 136174.6529 | 128518.5509 | 101.1% | 1404.0141 | 255.1736 | 0.065148 | 15.89% | 10.07% | 1.252% | 1.189% | 12100.7738 | 3516.0061 | 133438.571 | 132629.4278 | 133438.571 | 3516.0061 | 100.6% | 809.1432 | 0.079036 | 15.33% | 9.54% | 0.6988% | 0.6642%
352 | 134163.0581 | 4115.4312 | 138278.4893 | 131761.3591 | 101.8% | 2401.699 | 195.2357 | 0.047451 | 16.72% | 10.86% | 2.089% | 1.985% | 9560.5981 | 1000 | 135163.0581 | 129002.1151 | 132783.4361 | -1379.622 | 102.9% | 3781.321 | 0.029586 | 17.99% | 12.07% | 3.36% | 3.191%
353 | 134921.6132 | 5363.6652 | 140285.2784 | 132804.3949 | 101.6% | 2117.2183 | 211.6161 | 0.051921 | 16.46% | 10.61% | 1.827% | 1.736% | 10421.329 | 1257.6075 | 136179.2207 | 130219.4829 | 133629.1572 | -1292.456 | 102.6% | 3409.6743 | 0.033529 | 17.63% | 11.73% | 3.001% | 2.851%
354 | 136617.7306 | 6362.4408 | 142980.1713 | 133433.6357 | 102.4% | 3184.0949 | 154.8488 | 0.037117 | 17.37% | 11.47% | 2.735% | 2.598% | 7721.6101 | 1636.0994 | 138253.83 | 132215.2582 | 136008.5419 | -609.1887 | 102.9% | 3793.2836 | 0.03037 | 17.92% | 12% | 3.288% | 3.124%
355 | 143157.8272 | 3883.0651 | 147040.8923 | 142189.0943 | 100.7% | 968.7329 | 343.3652 | 0.076589 | 15.41% | 9.618% | 0.7805% | 0.7418% | 17941.7282 | 1000 | 144157.8272 | 144842.9398 | 144157.8272 | 1000 | 99.53% | -685.1126 | 0.1216 | 14.09% | 8.361% | -0.5427% | -0.515%
356 | 134371.0118 | 4846.2796 | 139217.2914 | 131480.7784 | 102.2% | 2890.2334 | 168.3278 | 0.040566 | 17.15% | 11.27% | 2.519% | 2.393% | 8255.7085 | 1391.8031 | 135762.8149 | 129299.6186 | 133280.4319 | -1090.5799 | 103.1% | 3980.8133 | 0.027726 | 18.16% | 12.23% | 3.529% | 3.352%
357 | 132508.3437 | 5129.3552 | 137637.6989 | 129235.4047 | 102.5% | 3272.939 | 144.3712 | 0.034612 | 17.54% | 11.63% | 2.903% | 2.757% | 6982.5924 | 1009.0511 | 133517.3948 | 131980.5685 | 133517.3948 | 1009.0511 | 101.2% | 1536.8263 | 0.063251 | 15.97% | 10.14% | 1.334% | 1.268%
358 | 130187.9724 | 4608.781 | 134796.7535 | 129767.9171 | 100.3% | 420.0553 | 420.0718 | 0.088877 | 15% | 9.229% | 0.3705% | 0.3524% | 19961.2293 | 1000 | 131187.9724 | 132240.4771 | 131187.9724 | 1000 | 99.2% | -1052.5047 | 0.13751 | 13.72% | 8.01% | -0.9129% | -0.8665%
359 | 137624.8642 | 3954.7375 | 141579.6016 | 141286.7995 | 97.41% | -3661.9354 | 489.5105 | 0.26766 | 11.66% | 6.054% | -2.972% | -2.822% | 24589.62 | 2159.2895 | 139784.1536 | 143481.1673 | 139784.1536 | 2159.2895 | 97.42% | -3697.0136 | 0.26633 | 11.68% | 6.071% | -2.954% | -2.805%
360 | 135734.608 | 3770.4058 | 139505.0138 | 134742.8996 | 100.7% | 991.7084 | 331.6309 | 0.074709 | 15.48% | 9.678% | 0.8432% | 0.8013% | 16430.0349 | 1000 | 136734.608 | 132219.7015 | 134473.009 | -1261.599 | 101.7% | 2253.3074 | 0.049624 | 16.59% | 10.73% | 1.953% | 1.855%
361 | 134175.1209 | 7575.9282 | 141751.0491 | 131713.2499 | 101.9% | 2461.871 | 191.916 | 0.046601 | 16.78% | 10.91% | 2.142% | 2.035% | 9398.881 | 2521.2546 | 136696.3755 | 136356.2568 | 136696.3755 | 2521.2546 | 100.2% | 340.1187 | 0.091429 | 14.92% | 9.148% | 0.2854% | 0.2716%
362 | 137360.8904 | 3121.8384 | 140482.7288 | 140089.3968 | 98.05% | -2728.5064 | 489.5105 | 0.21155 | 12.4% | 6.756% | -2.233% | -2.121% | 24542.4554 | 1000 | 138360.8904 | 144209.6755 | 138360.8904 | 1000 | 95.94% | -5848.7852 | 0.44751 | 9.984% | 4.46% | -4.65% | -4.416%
363 | 139171.042 | 3844.5039 | 143015.5459 | 138069.7479 | 100.8% | 1101.2941 | 318.4112 | 0.07292 | 15.55% | 9.745% | 0.9138% | 0.8684% | 16174.4684 | 3276.5035 | 142447.5454 | 137957.2697 | 139114.8029 | -56.2391 | 100.8% | 1157.5332 | 0.071828 | 15.59% | 9.79% | 0.9613% | 0.9135%
364 | 132629.9093 | 4581.0572 | 137210.9665 | 130939.898 | 101.3% | 1690.0113 | 233.3699 | 0.059923 | 16.11% | 10.28% | 1.479% | 1.405% | 11297.4181 | 5609.4169 | 138239.3262 | 130236.9759 | 132278.4483 | -351.461 | 101.6% | 2041.4724 | 0.052626 | 16.43% | 10.58% | 1.796% | 1.707%
365 | 135108.3815 | 2953.1887 | 138061.5701 | 134022.4903 | 100.8% | 1085.8912 | 315.7094 | 0.072588 | 15.56% | 9.758% | 0.9283% | 0.8821% | 15569.0687 | 3013.8379 | 138122.2193 | 134655.778 | 135741.6692 | 633.2877 | 100.8% | 1085.8912 | 0.072688 | 15.56% | 9.754% | 0.9239% | 0.878%
366 | 138436.0011 | 6443.4939 | 144879.495 | 135626.0075 | 102.1% | 2809.9936 | 177.3803 | 0.042883 | 17.01% | 11.13% | 2.375% | 2.256% | 8962.8729 | 2950.4325 | 141386.4337 | 136317.3258 | 139127.3195 | 691.3184 | 102.1% | 2809.9936 | 0.043075 | 17% | 11.12% | 2.362% | 2.244%
367 | 130318.8317 | 5539.4437 | 135858.2754 | 128273.8412 | 101.6% | 2044.9905 | 211.6161 | 0.051921 | 16.46% | 10.61% | 1.827% | 1.736% | 10065.8107 | 5663.8915 | 135982.7232 | 128212.8212 | 130288.3217 | -30.51 | 101.6% | 2075.5005 | 0.051274 | 16.49% | 10.64% | 1.855% | 1.762%
368 | 134127.0462 | 6245.3656 | 140372.4118 | 131001.0007 | 102.4% | 3126.0455 | 154.8488 | 0.037117 | 17.37% | 11.47% | 2.735% | 2.598% | 7580.8371 | 5733.3202 | 139860.3664 | 130898.9215 | 134076.0066 | -51.0396 | 102.4% | 3177.0851 | 0.036368 | 17.42% | 11.52% | 2.782% | 2.643%
369 | 137223.7599 | 4096.2316 | 141319.9915 | 135913.2049 | 101% | 1310.555 | 282.6699 | 0.068527 | 15.74% | 9.926% | 1.105% | 1.05% | 14157.995 | 5504.9194 | 142728.6793 | 138357.9396 | 139668.4946 | 2444.7347 | 100.9% | 1310.555 | 0.068977 | 15.72% | 9.907% | 1.085% | 1.031%
370 | 136078.3125 | 4859.9397 | 140938.2522 | 133725.8029 | 101.8% | 2352.5096 | 199.7906 | 0.048616 | 16.65% | 10.79% | 2.016% | 1.915% | 9923.3171 | 3073.4776 | 139151.7901 | 137296.4856 | 139151.7901 | 3073.4776 | 101.4% | 1855.3044 | 0.058325 | 16.18% | 10.35% | 1.549% | 1.471%
371 | 129373.9446 | 6788.0965 | 136162.0411 | 125367.205 | 103.2% | 4006.7396 | 96.8254 | 0.026248 | 18.3% | 12.36% | 3.663% | 3.48% | 4572.2389 | 4369.5922 | 133743.5368 | 125968.1777 | 129974.9173 | 600.9727 | 103.2% | 4006.7396 | 0.02644 | 18.28% | 12.34% | 3.646% | 3.463%
372 | 131926.6218 | 6898.124 | 138824.7458 | 130356.156 | 101.2% | 1570.4658 | 239.5243 | 0.062188 | 16.01% | 10.19% | 1.381% | 1.312% | 11533.8654 | 4399.8406 | 136326.4624 | 129830.6477 | 131663.8676 | -262.7542 | 101.4% | 1833.2199 | 0.056725 | 16.25% | 10.41% | 1.618% | 1.537%
373 | 133499.9278 | 8741.0667 | 142240.9945 | 132190.8225 | 101% | 1309.1053 | 277.0869 | 0.067841 | 15.77% | 9.954% | 1.135% | 1.078% | 13501.7443 | 1351.9576 | 134851.8854 | 132153.3971 | 133481.2151 | -18.7127 | 101% | 1327.818 | 0.06746 | 15.78% | 9.97% | 1.151% | 1.094%
374 | 139775.352 | 5331.1648 | 145106.5167 | 138300.4416 | 101.1% | 1474.9104 | 260.7466 | 0.065834 | 15.86% | 10.04% | 1.222% | 1.161% | 13302.7716 | 3028.5119 | 142803.8639 | 141591.9591 | 142803.8639 | 3028.5119 | 100.9% | 1211.9048 | 0.071383 | 15.61% | 9.808% | 0.9806% | 0.9319%
375 | 127955.369 | 6778.1853 | 134733.5543 | 125607.6192 | 101.9% | 2347.7498 | 191.916 | 0.046601 | 16.78% | 10.91% | 2.142% | 2.035% | 8963.1914 | 5596.8945 | 133552.2635 | 126264.1752 | 128611.9249 | 656.556 | 101.9% | 2347.7498 | 0.046779 | 16.76% | 10.9% | 2.131% | 2.024%
376 | 132942.1607 | 7124.8139 | 140066.9746 | 131562.0955 | 101% | 1380.0652 | 264.4952 | 0.066294 | 15.84% | 10.02% | 1.202% | 1.142% | 12834.336 | 1621.1332 | 134563.2939 | 134012.2486 | 134563.2939 | 1621.1332 | 100.4% | 551.0453 | 0.085871 | 15.1% | 9.324% | 0.4708% | 0.4477%
377 | 131941.8151 | 7139.3341 | 139081.1491 | 130151.6361 | 101.4% | 1790.179 | 227.2884 | 0.057688 | 16.21% | 10.37% | 1.576% | 1.498% | 10945.929 | 2181.4944 | 134123.3095 | 128584.3193 | 131158.1567 | -783.6584 | 102% | 2573.8374 | 0.04417 | 16.93% | 11.06% | 2.294% | 2.179%
378 | 138279.3583 | 5781.3825 | 144060.7408 | 136294.6958 | 101.5% | 1984.6625 | 221.506 | 0.055561 | 16.3% | 10.46% | 1.669% | 1.585% | 11179.8439 | 4387.912 | 142667.2703 | 141379.8623 | 142667.2703 | 4387.912 | 100.9% | 1287.4079 | 0.069942 | 15.68% | 9.868% | 1.043% | 0.9914%
379 | 131574.288 | 6725.1605 | 138299.4485 | 130127.3274 | 101.1% | 1446.9606 | 250.9863 | 0.064634 | 15.91% | 10.09% | 1.274% | 1.211% | 12053.521 | 3775.5681 | 135349.8561 | 125254.2698 | 129137.7592 | -2436.5288 | 103.1% | 3883.4894 | 0.027452 | 18.19% | 12.25% | 3.554% | 3.376%
380 | 134602.8434 | 6721.2356 | 141324.0791 | 131870.6558 | 102.1% | 2732.1877 | 177.3803 | 0.042883 | 17.01% | 11.13% | 2.375% | 2.256% | 8714.6997 | 3427.6416 | 138030.485 | 134348.2102 | 137080.3978 | 2477.5544 | 102% | 2732.1877 | 0.043583 | 16.96% | 11.09% | 2.331% | 2.214%
381 | 132105.2165 | 5744.2388 | 137849.4553 | 130032.1937 | 101.6% | 2073.0228 | 211.6161 | 0.051921 | 16.46% | 10.61% | 1.827% | 1.736% | 10203.7909 | 3149.7845 | 135255.001 | 130110.3867 | 132183.4095 | 78.193 | 101.6% | 2073.0228 | 0.051947 | 16.46% | 10.61% | 1.826% | 1.735%
382 | 137106.208 | 5314.1941 | 142420.4021 | 134086.626 | 102.3% | 3019.582 | 164.4781 | 0.03958 | 17.21% | 11.33% | 2.581% | 2.452% | 8231.1043 | 1251.8637 | 138358.0717 | 136759.7749 | 138358.0717 | 1251.8637 | 101.2% | 1598.2968 | 0.063139 | 15.97% | 10.15% | 1.339% | 1.272%
383 | 130892.354 | 4920.7652 | 135813.1192 | 129371.8833 | 101.2% | 1520.4707 | 241.6368 | 0.062965 | 15.98% | 10.16% | 1.347% | 1.28% | 11544.3702 | 1749.1483 | 132641.5022 | 129961.6153 | 131482.086 | 589.732 | 101.2% | 1520.4707 | 0.063106 | 15.97% | 10.15% | 1.341% | 1.274%
384 | 127792.6826 | 6482.2375 | 134274.9201 | 124407.9434 | 102.7% | 3384.7392 | 130.8888 | 0.03224 | 17.75% | 11.84% | 3.118% | 2.962% | 6105.2197 | 1917.5794 | 129710.262 | 125414.1165 | 128798.8556 | 1006.1731 | 102.7% | 3384.7392 | 0.032515 | 17.73% | 11.81% | 3.093% | 2.938%
385 | 138260.5409 | 3073.833 | 141334.3739 | 137876.073 | 100.3% | 384.4679 | 429.6926 | 0.090418 | 14.95% | 9.18% | 0.3191% | 0.3036% | 21684.4766 | 2129.5758 | 140390.1167 | 136406.6409 | 137525.8249 | -734.7161 | 100.8% | 1119.184 | 0.072317 | 15.57% | 9.769% | 0.94% | 0.8933%
386 | 135799.3088 | 7100.6175 | 142899.9263 | 133919.792 | 101.4% | 1879.5168 | 225.2839 | 0.05695 | 16.24% | 10.4% | 1.608% | 1.528% | 11166.5888 | 3478.4921 | 139277.8009 | 139147.1993 | 139277.8009 | 3478.4921 | 100.1% | 130.6016 | 0.096775 | 14.74% | 8.978% | 0.1071% | 0.1022%
387 | 133755.9743 | 5645.1089 | 139401.0832 | 132843.7944 | 100.7% | 912.1798 | 342.2187 | 0.076405 | 15.42% | 9.624% | 0.7866% | 0.7476% | 16707.4361 | 1937.2111 | 135693.1853 | 133921.896 | 134834.0759 | 1078.1016 | 100.7% | 912.1798 | 0.076595 | 15.41% | 9.618% | 0.7803% | 0.7416%
388 | 137337.6208 | 7214.1878 | 144551.8086 | 134986.6037 | 101.7% | 2351.0171 | 201.0483 | 0.048938 | 16.63% | 10.77% | 1.996% | 1.896% | 10078.1938 | 2017.5073 | 139355.1281 | 133739.8719 | 136714.2549 | -623.3659 | 102.2% | 2974.383 | 0.040093 | 17.18% | 11.3% | 2.549% | 2.421%
389 | 145892.9815 | 2935.9134 | 148828.8949 | 145552.7518 | 100.2% | 340.2297 | 439.3731 | 0.091968 | 14.9% | 9.131% | 0.2674% | 0.2545% | 23397.0297 | 1000 | 146892.9815 | 147748.5239 | 146892.9815 | 1000 | 99.42% | -855.5425 | 0.12682 | 13.97% | 8.246% | -0.6643% | -0.6305%
390 | 138920.2728 | 4805.0973 | 143725.3701 | 137608.8708 | 101% | 1311.402 | 285.0925 | 0.068824 | 15.73% | 9.914% | 1.092% | 1.038% | 14455.8734 | 3193.1624 | 142113.4352 | 139934.819 | 141246.221 | 2325.9482 | 100.9% | 1311.402 | 0.069242 | 15.71% | 9.897% | 1.074% | 1.02%
391 | 129482.291 | 4922.7582 | 134405.0492 | 128074.8265 | 101.1% | 1407.4645 | 253.7778 | 0.064977 | 15.89% | 10.07% | 1.259% | 1.196% | 11993.8026 | 4142.6036 | 133624.8946 | 127548.8057 | 129219.2806 | -263.0104 | 101.3% | 1670.4749 | 0.059422 | 16.13% | 10.3% | 1.501% | 1.426%
392 | 141238.8403 | 5106.2495 | 146345.0898 | 139439.1314 | 101.3% | 1799.709 | 233.3699 | 0.059923 | 16.11% | 10.28% | 1.479% | 1.405% | 12030.727 | 3397.4675 | 144636.3078 | 140987.7241 | 142787.4331 | 1548.5928 | 101.3% | 1799.709 | 0.060297 | 16.1% | 10.27% | 1.463% | 1.39%
393 | 135185.8172 | 5420.5509 | 140606.3681 | 133746.46 | 101.1% | 1439.3572 | 258.663 | 0.065577 | 15.87% | 10.05% | 1.233% | 1.172% | 12763.1604 | 2414.3129 | 137600.1301 | 134696.67 | 136136.0272 | 950.2101 | 101.1% | 1439.3572 | 0.065777 | 15.86% | 10.04% | 1.224% | 1.163%
394 | 132278.4372 | 4434.5645 | 136713.0017 | 129770.6027 | 101.9% | 2507.8345 | 187.3699 | 0.045438 | 16.85% | 10.98% | 2.215% | 2.104% | 9046.5232 | 1000 | 133278.4372 | 131783.9543 | 133278.4372 | 1000 | 101.1% | 1494.4829 | 0.064052 | 15.93% | 10.11% | 1.299% | 1.235%
395 | 134247.9433 | 5077.6176 | 139325.5609 | 132791.6996 | 101.1% | 1456.2438 | 254.2763 | 0.065038 | 15.89% | 10.07% | 1.257% | 1.194% | 12459.6657 | 2329.9161 | 136577.8594 | 133971.5766 | 135427.8204 | 1179.8771 | 101.1% | 1456.2438 | 0.065293 | 15.88% | 10.06% | 1.246% | 1.183%
396 | 135773.725 | 6760.0373 | 142533.7623 | 132063.4102 | 102.8% | 3710.3148 | 124.5211 | 0.03112 | 17.85% | 11.94% | 3.22% | 3.059% | 6170.9438 | 5077.8741 | 140851.5991 | 133172.3912 | 136882.706 | 1108.981 | 102.8% | 3710.3148 | 0.031415 | 17.83% | 11.91% | 3.193% | 3.033%
397 | 130005.5327 | 4887.426 | 134892.9587 | 128572.8742 | 101.1% | 1432.6585 | 250.4878 | 0.064573 | 15.91% | 10.09% | 1.277% | 1.213% | 11886.1533 | 3906.6749 | 133912.2076 | 130724.7448 | 132157.4033 | 2151.8707 | 101.1% | 1432.6585 | 0.065057 | 15.89% | 10.07% | 1.256% | 1.193%
398 | 147131.4979 | 2513.5577 | 149645.0557 | 146005.4493 | 100.8% | 1126.0486 | 324.0739 | 0.073615 | 15.52% | 9.716% | 0.8836% | 0.8397% | 17403.7409 | 2626.632 | 149758.13 | 147396.6819 | 148522.7305 | 1391.2325 | 100.8% | 1126.0486 | 0.073807 | 15.51% | 9.708% | 0.8752% | 0.8318%
399 | 138729.3154 | 3905.4712 | 142634.7866 | 137460.6925 | 100.9% | 1268.6229 | 291.5429 | 0.069618 | 15.69% | 9.881% | 1.057% | 1.005% | 14762.625 | 3089.3308 | 141818.6461 | 141605.2578 | 141818.6461 | 3089.3308 | 100.2% | 213.3883 | 0.094822 | 14.81% | 9.04% | 0.1722% | 0.1641%
400 | 131202.2815 | 7165.2276 | 138367.5091 | 129022.6308 | 101.7% | 2179.6507 | 204.7969 | 0.049897 | 16.57% | 10.72% | 1.936% | 1.839% | 9807.4823 | 3602.6892 | 134804.9707 | 130769.4777 | 132949.1284 | 1746.8469 | 101.7% | 2179.6507 | 0.050311 | 16.54% | 10.69% | 1.91% | 1.815%
401 | 130607.2729 | 5154.815 | 135762.088 | 129851.6281 | 100.6% | 755.6448 | 364.6804 | 0.080004 | 15.3% | 9.51% | 0.6666% | 0.6336% | 17384.9166 | 1130.5741 | 131737.8471 | 132127.9725 | 131737.8471 | 1130.5741 | 99.7% | -390.1255 | 0.11284 | 14.29% | 8.555% | -0.339% | -0.3215%
402 | 140640.7519 | 4816.4927 | 145457.2446 | 139156.7098 | 101.1% | 1484.0421 | 260.7466 | 0.065834 | 15.86% | 10.04% | 1.222% | 1.161% | 13385.1339 | 1132.0602 | 141772.8121 | 140219.977 | 141704.019 | 1063.2672 | 101.1% | 1484.0421 | 0.066047 | 15.85% | 10.03% | 1.213% | 1.152%
403 | 133702.0345 | 5363.8206 | 139065.8551 | 132023.1641 | 101.3% | 1678.8705 | 234.7258 | 0.060425 | 16.09% | 10.26% | 1.457% | 1.385% | 11454.9101 | 1919.321 | 135621.3555 | 132830.7375 | 134509.6079 | 807.5734 | 101.3% | 1678.8705 | 0.060629 | 16.08% | 10.25% | 1.448% | 1.376%
404 | 135444.1234 | 4782.8704 | 140226.9938 | 134165.5361 | 101% | 1278.5872 | 285.0925 | 0.068824 | 15.73% | 9.914% | 1.092% | 1.038% | 14094.1496 | 1000 | 136444.1234 | 132494.4335 | 134608.5721 | -835.5513 | 101.6% | 2114.1385 | 0.051884 | 16.46% | 10.61% | 1.829% | 1.737%
405 | 127286.7708 | 7929.8891 | 135216.6598 | 125443.3051 | 101.5% | 1843.4657 | 220.5489 | 0.055208 | 16.32% | 10.48% | 1.684% | 1.6% | 10246.6306 | 5423.7956 | 132710.5663 | 124159.4152 | 126644.8258 | -641.9449 | 102% | 2485.4106 | 0.044168 | 16.93% | 11.06% | 2.294% | 2.179%
406 | 133195.2987 | 5744.2395 | 138939.5382 | 131283.6055 | 101.5% | 1911.6932 | 221.506 | 0.055561 | 16.3% | 10.46% | 1.669% | 1.585% | 10768.7992 | 4623.3739 | 137818.6726 | 130948.4848 | 133027.7383 | -167.5604 | 101.6% | 2079.2536 | 0.05209 | 16.45% | 10.6% | 1.82% | 1.729%
407 | 135482.1133 | 3905.3815 | 139387.4949 | 134070.2674 | 101.1% | 1411.8459 | 263.6179 | 0.066187 | 15.84% | 10.02% | 1.207% | 1.147% | 13036.1601 | 1000 | 136482.1133 | 135601.5639 | 136482.1133 | 1000 | 100.6% | 880.5494 | 0.077686 | 15.38% | 9.583% | 0.7439% | 0.707%
408 | 143300.4934 | 1925.9737 | 145226.4671 | 141617.6967 | 101.2% | 1682.7967 | 240.7076 | 0.062623 | 15.99% | 10.17% | 1.362% | 1.294% | 12590.1333 | 2288.3166 | 145588.8101 | 140316.8275 | 142650.0588 | -650.4346 | 101.7% | 2333.2313 | 0.050383 | 16.54% | 10.69% | 1.906% | 1.81%
409 | 137011.7428 | 2276.2095 | 139287.9523 | 135999.9232 | 100.7% | 1011.8195 | 329.9261 | 0.074435 | 15.49% | 9.686% | 0.8523% | 0.81% | 16499.3696 | 1000 | 138011.7428 | 138951.8987 | 138011.7428 | 1000 | 99.32% | -940.156 | 0.13163 | 13.86% | 8.14% | -0.7761% | -0.7367%
410 | 145045.7842 | 1372.2251 | 146418.0093 | 144218.773 | 100.6% | 827.0113 | 366.5048 | 0.080295 | 15.29% | 9.501% | 0.6568% | 0.6243% | 19403.3922 | 1136.8283 | 146182.6125 | 145218.6593 | 146045.6705 | 999.8863 | 100.6% | 827.0113 | 0.080431 | 15.29% | 9.496% | 0.6523% | 0.62%
411 | 123033.1943 | 7413.1641 | 130446.3584 | 120018.6992 | 102.5% | 3014.4951 | 145.8662 | 0.034875 | 17.51% | 11.61% | 2.879% | 2.735% | 6550.4288 | 3820.0889 | 126853.2832 | 116054.657 | 121051.1732 | -1982.0211 | 104.3% | 4996.5162 | 0.015598 | 19.57% | 13.56% | 4.935% | 4.687%
412 | 135566.6494 | 5862.5863 | 141429.2357 | 132157.0961 | 102.6% | 3409.5533 | 140.9711 | 0.034014 | 17.59% | 11.69% | 2.957% | 2.809% | 6975.5056 | 5134.6557 | 140701.3051 | 132400.6033 | 135810.1566 | 243.5072 | 102.6% | 3409.5533 | 0.034074 | 17.58% | 11.68% | 2.951% | 2.804%
413 | 138308.6003 | 2626.1127 | 140934.713 | 139344.5774 | 99.26% | -1035.9771 | 489.5105 | 0.13493 | 13.78% | 8.067% | -0.8528% | -0.8095% | 24711.784 | 2360.06 | 140668.6603 | 141279.7891 | 140668.6603 | 2360.06 | 99.57% | -611.1288 | 0.11961 | 14.14% | 8.405% | -0.4964% | -0.471%
414 | 123189.3291 | 9033.8841 | 132223.2133 | 120576.6212 | 102.2% | 2612.708 | 170.578 | 0.041141 | 17.12% | 11.24% | 2.483% | 2.359% | 7669.8861 | 6310.0652 | 129499.3943 | 120090.3694 | 122946.2033 | -243.1259 | 102.4% | 2855.8339 | 0.037268 | 17.36% | 11.47% | 2.726% | 2.589%
415 | 131705.1986 | 9817.8054 | 141523.004 | 130281.2094 | 101.1% | 1423.9892 | 255.0539 | 0.065134 | 15.89% | 10.07% | 1.252% | 1.19% | 12261.0541 | 4901.0786 | 136606.2772 | 128264.8634 | 130697.0256 | -1008.173 | 101.9% | 2432.1622 | 0.046104 | 16.81% | 10.94% | 2.173% | 2.065%
416 | 131166.7684 | 4103.5639 | 135270.3323 | 129921.8661 | 101% | 1244.9024 | 283.9759 | 0.068687 | 15.73% | 9.919% | 1.098% | 1.043% | 13595.595 | 3135.8244 | 134302.5929 | 129971.7723 | 131216.6747 | 49.9062 | 101% | 1244.9024 | 0.068697 | 15.73% | 9.919% | 1.097% | 1.043%
417 | 137298.2386 | 2340.3109 | 139638.5494 | 138391.7202 | 99.21% | -1093.4817 | 489.5105 | 0.13723 | 13.73% | 8.016% | -0.9063% | -0.8603% | 24531.2613 | 1000 | 138298.2386 | 138774.1094 | 138298.2386 | 1000 | 99.66% | -475.8708 | 0.11519 | 14.24% | 8.503% | -0.3936% | -0.3733%
418 | 130646.6841 | 7481.1246 | 138127.8087 | 129290.4481 | 101% | 1356.236 | 264.4952 | 0.066294 | 15.84% | 10.02% | 1.202% | 1.142% | 12612.729 | 3931.4011 | 134578.0852 | 124730.5879 | 128366.754 | -2279.9301 | 102.9% | 3636.1661 | 0.029788 | 17.97% | 12.05% | 3.341% | 3.174%
419 | 134698.5171 | 3884.2359 | 138582.753 | 133429.06 | 101% | 1269.4571 | 285.4315 | 0.068866 | 15.72% | 9.912% | 1.09% | 1.036% | 14033.2281 | 1000 | 135698.5171 | 138310.1305 | 135698.5171 | 1000 | 98.11% | -2611.6134 | 0.20637 | 12.47% | 6.82% | -2.165% | -2.056%
420 | 138040.2884 | 3433.6975 | 141473.9859 | 136782.1975 | 100.9% | 1258.0909 | 292.2109 | 0.0697 | 15.69% | 9.878% | 1.054% | 1.001% | 14722.9588 | 1000 | 139040.2884 | 138515.6618 | 139040.2884 | 1000 | 100.4% | 524.6266 | 0.086985 | 15.07% | 9.289% | 0.4337% | 0.4124%
421 | 137505.4826 | 5732.7707 | 143238.2533 | 136041.4273 | 101.1% | 1464.0553 | 258.663 | 0.065577 | 15.87% | 10.05% | 1.233% | 1.172% | 12982.1646 | 5131.4418 | 142636.9244 | 134552.8839 | 136761.2109 | -744.2717 | 101.6% | 2208.327 | 0.050779 | 16.51% | 10.66% | 1.881% | 1.787%
422 | 125325.2294 | 5331.2968 | 130656.5263 | 122865.4283 | 102% | 2459.8011 | 182.385 | 0.044163 | 16.93% | 11.06% | 2.294% | 2.18% | 8342.9685 | 4910.3173 | 130235.5467 | 123984.4038 | 126444.2049 | 1118.9755 | 102% | 2459.8011 | 0.044495 | 16.91% | 11.04% | 2.274% | 2.16%
423 | 125556.2282 | 7764.2034 | 133320.4316 | 122717.9926 | 102.3% | 2838.2357 | 160.1128 | 0.038465 | 17.28% | 11.39% | 2.651% | 2.518% | 7337.6539 | 3089.447 | 128645.6752 | 123345.0651 | 126183.3007 | 627.0725 | 102.3% | 2838.2357 | 0.03868 | 17.27% | 11.38% | 2.637% | 2.505%
424 | 135716.8667 | 4542.9877 | 140259.8544 | 133608.7894 | 101.6% | 2108.0773 | 212.7925 | 0.052355 | 16.44% | 10.59% | 1.808% | 1.718% | 10541.0302 | 1131.4552 | 136848.3219 | 134922.1206 | 136848.3219 | 1131.4552 | 101.4% | 1926.2014 | 0.056313 | 16.27% | 10.43% | 1.636% | 1.554%
425 | 132843.9782 | 2737.0799 | 135581.0581 | 132392.7307 | 100.3% | 451.2475 | 416.403 | 0.088288 | 15.02% | 9.247% | 0.3902% | 0.3711% | 20190.5698 | 2607.3765 | 135451.3546 | 134062.1459 | 134513.3933 | 1669.4152 | 100.3% | 451.2475 | 0.088434 | 15.02% | 9.243% | 0.3853% | 0.3665%
426 | 135936.4042 | 4854.8716 | 140791.2758 | 133509.2379 | 101.8% | 2427.1663 | 195.5788 | 0.047538 | 16.72% | 10.86% | 2.083% | 1.979% | 9703.9933 | 1000 | 136936.4042 | 133807.2458 | 136234.4121 | 298.0079 | 101.8% | 2427.1663 | 0.047613 | 16.71% | 10.85% | 2.079% | 1.975%
427 | 139170.6674 | 3545.7495 | 142716.4168 | 138084.9333 | 100.8% | 1085.7341 | 320.8537 | 0.073219 | 15.53% | 9.732% | 0.9008% | 0.8561% | 16298.5007 | 1000 | 140170.6674 | 134758.2766 | 137507.339 | -1663.3283 | 102% | 2749.0624 | 0.043467 | 16.97% | 11.1% | 2.338% | 2.221%
428 | 133517.8643 | 5758.3785 | 139276.2428 | 132535.4916 | 100.7% | 982.3727 | 330.5143 | 0.07453 | 15.48% | 9.683% | 0.8492% | 0.807% | 16107.292 | 2702.2973 | 136220.1617 | 130697.0227 | 132598.6299 | -919.2344 | 101.5% | 1901.6072 | 0.055592 | 16.3% | 10.46% | 1.667% | 1.584%
429 | 136186.994 | 8501.8528 | 144688.8468 | 134886.6211 | 101% | 1300.3729 | 282.7198 | 0.068533 | 15.74% | 9.926% | 1.105% | 1.05% | 14053.505 | 2320.9239 | 138507.9178 | 134732.2249 | 136109.7959 | -77.1981 | 101% | 1377.571 | 0.066994 | 15.8% | 9.989% | 1.172% | 1.113%
430 | 135872.3224 | 5249.7645 | 141122.0869 | 134438.5968 | 101.1% | 1433.7256 | 260.7466 | 0.065834 | 15.86% | 10.04% | 1.222% | 1.161% | 12931.3105 | 3728.6462 | 139600.9686 | 134149.5048 | 135727.7764 | -144.546 | 101.2% | 1578.2716 | 0.062933 | 15.98% | 10.16% | 1.348% | 1.281%
431 | 128355.1688 | 8951.0411 | 137306.2099 | 125641.7663 | 102.2% | 2713.4024 | 171.0994 | 0.041273 | 17.11% | 11.23% | 2.475% | 2.351% | 8015.9441 | 6656.6262 | 135011.795 | 124661.0399 | 127864.8055 | -490.3632 | 102.6% | 3203.7656 | 0.03414 | 17.58% | 11.67% | 2.946% | 2.798%
432 | 134146.849 | 3832.7671 | 137979.6161 | 133690.3864 | 100.3% | 456.4625 | 416.2734 | 0.088268 | 15.02% | 9.248% | 0.3909% | 0.3717% | 20382.2434 | 2247.1057 | 136393.9547 | 134715.0273 | 135171.4898 | 1024.6409 | 100.3% | 456.4625 | 0.088357 | 15.02% | 9.245% | 0.3879% | 0.3689%
433 | 131529.0056 | 5633.0733 | 137162.079 | 130045.8105 | 101.1% | 1483.1951 | 244.8649 | 0.063881 | 15.94% | 10.12% | 1.307% | 1.242% | 11755.4972 | 6517.9006 | 138046.9063 | 128986.1258 | 130999.1633 | -529.8424 | 101.6% | 2013.0375 | 0.052807 | 16.42% | 10.58% | 1.789% | 1.699%
434 | 130353.9093 | 6426.2612 | 136780.1705 | 128313.1055 | 101.6% | 2040.8039 | 211.8853 | 0.05202 | 16.46% | 10.61% | 1.823% | 1.732% | 10081.3275 | 2356.4048 | 132710.3141 | 126218.1202 | 129306.4167 | -1047.4926 | 102.4% | 3088.2965 | 0.036008 | 17.44% | 11.54% | 2.804% | 2.664%
435 | 135714.3677 | 4502.885 | 140217.2527 | 134284.2578 | 101.1% | 1430.1099 | 261.0656 | 0.065872 | 15.85% | 10.04% | 1.22% | 1.16% | 12932.0809 | 1000 | 136714.3677 | 133395.9052 | 135270.1914 | -444.1763 | 101.4% | 1874.2862 | 0.056908 | 16.24% | 10.41% | 1.61% | 1.53%
436 | 126185.8739 | 5245.8267 | 131431.7006 | 123709.1806 | 102% | 2476.6933 | 182.385 | 0.044163 | 16.93% | 11.06% | 2.294% | 2.18% | 8400.2621 | 2312.7553 | 128498.6291 | 124584.1024 | 127060.7956 | 874.9217 | 102% | 2476.6933 | 0.044421 | 16.91% | 11.04% | 2.278% | 2.164%
437 | 139051.469 | 3184.3848 | 142235.8538 | 138009.2593 | 100.8% | 1042.2097 | 327.5234 | 0.074051 | 15.5% | 9.698% | 0.8652% | 0.8222% | 16623.054 | 1621.2393 | 140672.7084 | 137892.5512 | 138993.1149 | -58.3541 | 100.8% | 1100.5638 | 0.072906 | 15.55% | 9.745% | 0.9144% | 0.869%
438 | 135667.4841 | 3095.5661 | 138763.0502 | 134598.8981 | 100.8% | 1068.5859 | 319.2087 | 0.073018 | 15.54% | 9.741% | 0.9096% | 0.8644% | 15806.7794 | 2274.8595 | 137942.3435 | 135482.2719 | 136550.8578 | 883.3738 | 100.8% | 1068.5859 | 0.073154 | 15.54% | 9.735% | 0.9036% | 0.8587%
439 | 133480.6133 | 4981.6009 | 138462.2142 | 132130.2512 | 101% | 1350.3621 | 270.2876 | 0.067006 | 15.8% | 9.989% | 1.171% | 1.113% | 13168.5256 | 2188.0092 | 135668.6225 | 130998.3014 | 132914.6384 | -565.9749 | 101.5% | 1916.337 | 0.055384 | 16.31% | 10.47% | 1.676% | 1.593%
440 | 134682.3176 | 4997.9931 | 139680.3107 | 131785.3883 | 102.2% | 2896.9294 | 168.3278 | 0.040566 | 17.15% | 11.27% | 2.519% | 2.393% | 8274.8351 | 1950.643 | 136632.9606 | 128547.0035 | 133063.1253 | -1619.1924 | 103.5% | 4516.1217 | 0.022726 | 18.66% | 12.7% | 4.027% | 3.825%
441 | 129940.981 | 5727.0174 | 135667.9984 | 126398.5474 | 102.8% | 3542.4336 | 125.0196 | 0.031207 | 17.85% | 11.93% | 3.212% | 3.051% | 5929.4867 | 1000 | 130940.981 | 121571.7436 | 127527.5791 | -2413.4019 | 104.9% | 5955.8355 | 0.011515 | 20.25% | 14.21% | 5.615% | 5.334%
442 | 138654.4324 | 5761.2404 | 144415.6728 | 137634.2668 | 100.7% | 1020.1656 | 330.5143 | 0.07453 | 15.48% | 9.683% | 0.8492% | 0.807% | 16726.9559 | 2337.1631 | 140991.5955 | 136389.2417 | 138031.9198 | -622.5126 | 101.2% | 1642.6782 | 0.062197 | 16.01% | 10.19% | 1.38% | 1.311%
443 | 136274.6242 | 4309.4451 | 140584.0693 | 135914.7015 | 100.3% | 359.9227 | 432.7034 | 0.0909 | 14.94% | 9.165% | 0.3031% | 0.2883% | 21522.7696 | 1000 | 137274.6242 | 135099.9397 | 135867.2433 | -407.3809 | 100.6% | 767.3036 | 0.080484 | 15.28% | 9.495% | 0.6505% | 0.6184%
444 | 129007.3186 | 4725.7374 | 133733.056 | 127646.0326 | 101.1% | 1361.286 | 260.7466 | 0.065834 | 15.86% | 10.04% | 1.222% | 1.161% | 12277.9508 | 3242.9384 | 132250.257 | 125196.7506 | 127782.6776 | -1224.641 | 102.1% | 2585.927 | 0.043 | 17% | 11.13% | 2.367% | 2.249%
445 | 138434.4319 | 3858.5052 | 142292.9371 | 137527.5811 | 100.7% | 906.8508 | 348.0709 | 0.077342 | 15.39% | 9.594% | 0.7554% | 0.7179% | 17587.5244 | 5586.9228 | 144021.3547 | 137894.9178 | 138801.7686 | 367.3367 | 100.7% | 906.8508 | 0.077402 | 15.39% | 9.592% | 0.7534% | 0.716%
446 | 131526.2281 | 7848.3898 | 139374.6179 | 130128.0799 | 101.1% | 1398.1482 | 259.0418 | 0.065623 | 15.86% | 10.05% | 1.231% | 1.17% | 12435.8387 | 1000 | 132526.2281 | 126523.5128 | 129723.9446 | -1802.2835 | 102.5% | 3200.4317 | 0.03465 | 17.53% | 11.63% | 2.899% | 2.754%
447 | 132230.5485 | 5585.9187 | 137816.4672 | 130739.4424 | 101.1% | 1491.1061 | 244.8649 | 0.063881 | 15.94% | 10.12% | 1.307% | 1.242% | 11818.1981 | 4736.8384 | 136967.3869 | 128602.5359 | 131162.0952 | -1068.4533 | 102% | 2559.5594 | 0.044379 | 16.91% | 11.04% | 2.281% | 2.167%
448 | 131575.6839 | 4908.0059 | 136483.6898 | 129899.1059 | 101.3% | 1676.5781 | 233.3699 | 0.059923 | 16.11% | 10.28% | 1.479% | 1.405% | 11207.6192 | 4721.8152 | 136297.4991 | 132873.5297 | 134550.1077 | 2974.4238 | 101.3% | 1676.5781 | 0.060685 | 16.08% | 10.25% | 1.446% | 1.374%
449 | 141420.052 | 3091.1487 | 144511.2007 | 140385.5528 | 100.7% | 1034.4992 | 331.4415 | 0.074679 | 15.48% | 9.678% | 0.8442% | 0.8023% | 17108.4534 | 4190.205 | 145610.257 | 138897.6847 | 140676.1179 | -743.9341 | 101.3% | 1778.4333 | 0.060194 | 16.1% | 10.27% | 1.467% | 1.394%
450 | 123218.1913 | 7031.4291 | 130249.6204 | 120480.8308 | 102.3% | 2737.3605 | 163.0439 | 0.039212 | 17.24% | 11.35% | 2.604% | 2.474% | 7332.8406 | 4683.8602 | 127902.0515 | 120085.7826 | 123020.6672 | -197.5241 | 102.4% | 2934.8846 | 0.036059 | 17.43% | 11.54% | 2.801% | 2.661%
451 | 140889.332 | 3192.5909 | 144081.9229 | 139848.8768 | 100.7% | 1040.4552 | 329.9261 | 0.074435 | 15.49% | 9.686% | 0.8523% | 0.81% | 16966.3207 | 4440.71 | 145330.042 | 140130.3631 | 141170.8182 | 281.4862 | 100.7% | 1040.4552 | 0.074486 | 15.48% | 9.685% | 0.8506% | 0.8084%
452 | 135586.3474 | 3201.287 | 138787.6344 | 134198.9614 | 101% | 1387.386 | 267.7453 | 0.066694 | 15.82% | 10% | 1.185% | 1.126% | 13250.4525 | 2103.567 | 137689.9144 | 136025.3598 | 137412.7458 | 1826.3984 | 101% | 1387.386 | 0.06706 | 15.8% | 9.987% | 1.169% | 1.11%
453 | 136787.0209 | 5142.3692 | 141929.3901 | 134847.0041 | 101.4% | 1940.0168 | 222.7602 | 0.056022 | 16.28% | 10.44% | 1.649% | 1.566% | 11121.809 | 4285.1323 | 141072.1532 | 131039.2296 | 134883.1336 | -1903.8873 | 102.9% | 3843.9041 | 0.029558 | 18% | 12.07% | 3.362% | 3.194%
454 | 131096.5863 | 4682.0209 | 135778.6073 | 128993.3406 | 101.6% | 2103.2458 | 209.0134 | 0.050976 | 16.5% | 10.65% | 1.869% | 1.775% | 10001.3429 | 2460.5351 | 133557.1214 | 129633.9957 | 131737.2415 | 640.6551 | 101.6% | 2103.2458 | 0.051178 | 16.49% | 10.64% | 1.859% | 1.766%
455 | 134890.8787 | 4323.4256 | 139214.3043 | 131837.0823 | 102.3% | 3053.7964 | 159.8647 | 0.0384 | 17.29% | 11.4% | 2.655% | 2.522% | 7870.9637 | 4336.0695 | 139226.9482 | 130171.3472 | 134058.0111 | -832.8676 | 103% | 3886.664 | 0.028898 | 18.06% | 12.13% | 3.422% | 3.251%
456 | 130698.6699 | 5724.7089 | 136423.3788 | 129737.0397 | 100.7% | 961.6302 | 330.5143 | 0.07453 | 15.48% | 9.683% | 0.8492% | 0.807% | 15767.1908 | 3106.202 | 133804.8719 | 126646.1 | 129153.2001 | -1545.4698 | 102% | 2507.1 | 0.044574 | 16.9% | 11.03% | 2.269% | 2.155%
457 | 126617.1437 | 5590.9335 | 132208.0772 | 125753.6488 | 100.7% | 863.4949 | 342.2187 | 0.076405 | 15.42% | 9.624% | 0.7866% | 0.7476% | 15815.726 | 1179.6607 | 127796.8045 | 124171.7889 | 125826.2138 | -790.9299 | 101.3% | 1654.4249 | 0.058824 | 16.16% | 10.33% | 1.527% | 1.451%
458 | 125677.3503 | 8887.0706 | 134564.4209 | 122884.1212 | 102.3% | 2793.2291 | 162.9641 | 0.039193 | 17.24% | 11.35% | 2.605% | 2.475% | 7475.529 | 5530.4817 | 131207.832 | 124982.9829 | 127776.212 | 2098.8617 | 102.2% | 2793.2291 | 0.039893 | 17.19% | 11.31% | 2.561% | 2.433%
459 | 130011.4054 | 6082.4049 | 136093.8104 | 128024.2829 | 101.6% | 1987.1225 | 214.629 | 0.053031 | 16.41% | 10.57% | 1.779% | 1.69% | 10185.0407 | 3192.3481 | 133203.7535 | 129323.8794 | 131311.0019 | 1299.5965 | 101.5% | 1987.1225 | 0.053442 | 16.39% | 10.55% | 1.761% | 1.673%
460 | 129312.3053 | 6978.4626 | 136290.7678 | 127969.9214 | 101% | 1342.3839 | 264.4952 | 0.066294 | 15.84% | 10.02% | 1.202% | 1.142% | 12483.907 | 2129.3586 | 131441.6639 | 127699.2949 | 129176.992 | -135.3132 | 101.2% | 1477.6971 | 0.063442 | 15.96% | 10.14% | 1.326% | 1.26%
461 | 137881.9931 | 1498.7173 | 139380.7104 | 137762.4842 | 100.1% | 119.5089 | 470.9071 | 0.097019 | 14.73% | 8.971% | 0.09893% | 0.09445% | 23699.3099 | 1000 | 138881.9931 | 140791.581 | 138881.9931 | 1000 | 98.64% | -1909.5879 | 0.17103 | 13.08% | 7.399% | -1.555% | -1.477%
462 | 132001.2001 | 2482.8364 | 134484.0364 | 131084.8192 | 100.7% | 916.3808 | 339.5568 | 0.075978 | 15.43% | 9.637% | 0.8009% | 0.7611% | 16359.996 | 3669.0379 | 135670.238 | 126868.206 | 129892.8934 | -2108.3066 | 102.4% | 3024.6875 | 0.037157 | 17.37% | 11.47% | 2.732% | 2.596%
463 | 134998.3089 | 6848.871 | 141847.1799 | 133513.6934 | 101.1% | 1484.6156 | 250.9863 | 0.064634 | 15.91% | 10.09% | 1.274% | 1.211% | 12367.1956 | 1000 | 135998.3089 | 134996.4557 | 135998.3089 | 1000 | 100.7% | 1001.8532 | 0.074499 | 15.48% | 9.684% | 0.8502% | 0.808%
464 | 130615.1343 | 3162.2871 | 133777.4214 | 128775.307 | 101.4% | 1839.8273 | 223.47 | 0.056285 | 16.27% | 10.43% | 1.637% | 1.556% | 10653.8276 | 2833.8213 | 133448.9556 | 129166.5665 | 131006.3938 | 391.2595 | 101.4% | 1839.8273 | 0.056399 | 16.27% | 10.43% | 1.632% | 1.551%
465 | 135576.8335 | 1012.3055 | 136589.1389 | 135567.7577 | 100% | 9.0757 | 488.0749 | 0.09977 | 14.64% | 8.883% | 0.00716% | 0.007289% | 24152.6526 | 1681.4594 | 137258.2929 | 130994.137 | 133290.0231 | -2286.8104 | 101.8% | 2295.8861 | 0.048736 | 16.64% | 10.78% | 2.009% | 1.908%
466 | 136767.4266 | 6410.9731 | 143178.3997 | 133406.3553 | 102.5% | 3361.0712 | 145.3112 | 0.034777 | 17.52% | 11.62% | 2.888% | 2.743% | 7253.9514 | 3763.8941 | 140531.3207 | 134531.8679 | 137892.9391 | 1125.5126 | 102.5% | 3361.0712 | 0.035062 | 17.5% | 11.6% | 2.863% | 2.72%
467 | 139676.027 | 3660.8628 | 143336.8898 | 138730.8551 | 100.7% | 945.1719 | 343.3652 | 0.076589 | 15.41% | 9.618% | 0.7805% | 0.7418% | 17505.36 | 1007.6807 | 140683.7078 | 143118.2195 | 140683.7078 | 1007.6807 | 98.3% | -2434.5117 | 0.19355 | 12.68% | 7.024% | -1.95% | -1.852%
468 | 139113.6426 | 2612.2926 | 141725.9352 | 138048.9574 | 100.8% | 1064.6852 | 324.0739 | 0.073615 | 15.52% | 9.716% | 0.8836% | 0.8397% | 16455.333 | 1000 | 140113.6426 | 139735.9442 | 140113.6426 | 1000 | 100.3% | 377.6984 | 0.090712 | 14.94% | 9.17% | 0.3093% | 0.2943%
469 | 134653.9171 | 5212.4097 | 139866.3268 | 131012.5583 | 102.8% | 3641.3588 | 126.6808 | 0.0315 | 17.82% | 11.9% | 3.186% | 3.026% | 6226.1951 | 2454.3309 | 137108.248 | 130398.1083 | 134346.6921 | -307.225 | 103% | 3948.5838 | 0.028364 | 18.1% | 12.17% | 3.471% | 3.297%
470 | 134596.8353 | 6154.7244 | 140751.5597 | 133071.0761 | 101.1% | 1525.7592 | 243.6885 | 0.063722 | 15.95% | 10.12% | 1.314% | 1.248% | 11971.8917 | 5287.5278 | 139884.3631 | 133393.6634 | 134919.4226 | 322.5873 | 101.1% | 1525.7592 | 0.063795 | 15.94% | 10.12% | 1.311% | 1.245%
471 | 144434.6167 | 5206.9705 | 149641.5872 | 143598.9721 | 100.6% | 835.6446 | 364.6804 | 0.080004 | 15.3% | 9.51% | 0.6666% | 0.6336% | 19225.4513 | 1000 | 145434.6167 | 142588.9445 | 143929.6029 | -505.0138 | 100.9% | 1340.6584 | 0.069161 | 15.71% | 9.9% | 1.077% | 1.024%
472 | 125187.0087 | 7629.788 | 132816.7966 | 122796.0566 | 101.9% | 2390.952 | 186.3231 | 0.045171 | 16.86% | 11% | 2.231% | 2.12% | 8513.7079 | 4836.2918 | 130023.3005 | 119915.9852 | 123746.9729 | -1440.0357 | 103.2% | 3830.9877 | 0.026264 | 18.3% | 12.35% | 3.662% | 3.478%
473 | 140008.3446 | 2666.6574 | 142675.002 | 139681.8381 | 100.2% | 326.5065 | 439.3731 | 0.091968 | 14.9% | 9.131% | 0.2674% | 0.2545% | 22453.3035 | 3518.8632 | 143527.2078 | 136664.2152 | 138499.5331 | -1508.8115 | 101.3% | 1835.3179 | 0.058546 | 16.17% | 10.34% | 1.539% | 1.462%
474 | 135209.496 | 3150.2713 | 138359.7673 | 134773.5889 | 100.3% | 435.9071 | 420.1316 | 0.088886 | 15% | 9.228% | 0.3703% | 0.3521% | 20734.1126 | 2529.3949 | 137738.891 | 131484.6692 | 133565.0362 | -1644.4599 | 101.6% | 2080.367 | 0.052238 | 16.45% | 10.6% | 1.813% | 1.723%
475 | 128491.3539 | 10505.8321 | 138997.186 | 126104.3707 | 101.9% | 2386.9832 | 190.2112 | 0.046165 | 16.8% | 10.94% | 2.169% | 2.061% | 8920.7822 | 8086.6611 | 136578.015 | 121170.4924 | 126024.4147 | -2466.9391 | 104% | 4853.9223 | 0.018209 | 19.22% | 13.24% | 4.592% | 4.361%
476 | 124336.1618 | 8278.8288 | 132614.9906 | 121936.078 | 102% | 2400.0838 | 184.8077 | 0.044782 | 16.89% | 11.02% | 2.256% | 2.143% | 8387.0712 | 2591.8622 | 126928.024 | 122638.8019 | 125038.8857 | 702.724 | 102% | 2400.0838 | 0.044988 | 16.88% | 11.01% | 2.243% | 2.131%
477 | 124433.1893 | 7777.0743 | 132210.2636 | 123005.5388 | 101.2% | 1427.6505 | 242.6854 | 0.063351 | 15.96% | 10.14% | 1.33% | 1.264% | 11022.3131 | 5678.9991 | 130112.1884 | 120786.4007 | 123323.6202 | -1109.5691 | 102.1% | 2537.2196 | 0.042356 | 17.04% | 11.16% | 2.407% | 2.287%
478 | 131078.1962 | 4854.748 | 135932.9442 | 128522.276 | 102% | 2555.9203 | 183.3444 | 0.044408 | 16.91% | 11.04% | 2.279% | 2.165% | 8771.8468 | 6220.5101 | 137298.7063 | 129582.354 | 132138.2742 | 1060.078 | 102% | 2555.9203 | 0.044706 | 16.89% | 11.02% | 2.261% | 2.148%
479 | 132008.2753 | 5116.5998 | 137124.8751 | 130432.8169 | 101.2% | 1575.4584 | 239.3007 | 0.062106 | 16.02% | 10.19% | 1.384% | 1.315% | 11530.2322 | 4450.3085 | 136458.5837 | 125240.4176 | 129412.0756 | -2596.1997 | 103.3% | 4171.658 | 0.024547 | 18.45% | 12.5% | 3.818% | 3.627%
480 | 126656.6032 | 4676.6833 | 131333.2865 | 124689.258 | 101.6% | 1967.3451 | 212.7925 | 0.052355 | 16.44% | 10.59% | 1.808% | 1.718% | 9837.3261 | 1000 | 127656.6032 | 126311.7095 | 127656.6032 | 1000 | 101.1% | 1344.8937 | 0.065879 | 15.85% | 10.04% | 1.22% | 1.159%
481 | 132244.0446 | 5019.6564 | 137263.701 | 129861.3995 | 101.8% | 2382.645 | 194.3786 | 0.047231 | 16.74% | 10.87% | 2.103% | 1.998% | 9382.4733 | 6376.2825 | 138620.3271 | 131993.5884 | 134376.2334 | 2132.1888 | 101.8% | 2382.645 | 0.047774 | 16.7% | 10.84% | 2.069% | 1.965%
482 | 128984.6232 | 4606.5937 | 133591.2169 | 126215.8502 | 102.2% | 2768.773 | 168.6548 | 0.040649 | 17.15% | 11.26% | 2.514% | 2.388% | 7940.1653 | 1069.9912 | 130054.6144 | 128972.0649 | 130054.6144 | 1069.9912 | 100.8% | 1082.5495 | 0.07182 | 15.6% | 9.79% | 0.9617% | 0.9139%
483 | 139111.119 | 3922.1033 | 143033.2223 | 137839.0046 | 100.9% | 1272.1143 | 291.5429 | 0.069618 | 15.69% | 9.881% | 1.057% | 1.005% | 14803.254 | 3737.8782 | 142848.9971 | 142007.3817 | 142848.9971 | 3737.8782 | 100.6% | 841.6154 | 0.079635 | 15.31% | 9.521% | 0.6789% | 0.6453%
484 | 141103.5911 | 4522.551 | 145626.1421 | 140813.8905 | 100.2% | 289.7006 | 445.3748 | 0.092931 | 14.87% | 9.1% | 0.2353% | 0.224% | 22938.0559 | 2787.4763 | 143891.0674 | 140581.9365 | 140987.6141 | -115.977 | 100.3% | 405.6776 | 0.090084 | 14.96% | 9.19% | 0.3303% | 0.3142%
485 | 131053.7488 | 7549.9489 | 138603.6978 | 129899.724 | 100.9% | 1154.0248 | 298.9404 | 0.070527 | 15.65% | 9.843% | 1.018% | 0.9673% | 14299.6999 | 4190.8785 | 135244.6273 | 130274.1466 | 131428.1714 | 374.4226 | 100.9% | 1154.0248 | 0.070594 | 15.65% | 9.841% | 1.015% | 0.9645%
486 | 138617.4642 | 3616.8108 | 142234.275 | 137825.4584 | 100.6% | 792.0058 | 366.2456 | 0.080254 | 15.29% | 9.502% | 0.6582% | 0.6257% | 18530.3336 | 2265.2925 | 140882.7567 | 137899.2029 | 138691.2088 | 73.7446 | 100.6% | 792.0058 | 0.080265 | 15.29% | 9.502% | 0.6579% | 0.6253%
487 | 140515.8725 | 3211.7914 | 143727.6639 | 139627.0234 | 100.6% | 888.8491 | 352.956 | 0.078125 | 15.36% | 9.569% | 0.7292% | 0.6931% | 18102.5131 | 2219.3675 | 142735.24 | 138082.2842 | 139743.5029 | -772.3696 | 101.2% | 1661.2187 | 0.062233 | 16.01% | 10.19% | 1.379% | 1.31%
488 | 129640.0946 | 6002.6678 | 135642.7624 | 128375.1792 | 101% | 1264.9154 | 278.1536 | 0.067972 | 15.76% | 9.949% | 1.129% | 1.073% | 13161.8508 | 1580.4618 | 131220.5564 | 125817.8765 | 128361.4432 | -1278.6514 | 102% | 2543.5668 | 0.043804 | 16.95% | 11.08% | 2.317% | 2.201%
489 | 130229.6334 | 9786.0418 | 140015.6752 | 128096.4035 | 101.7% | 2133.2299 | 206.5178 | 0.050337 | 16.54% | 10.69% | 1.909% | 1.813% | 9816.5775 | 8528.3012 | 138757.9346 | 124619.013 | 128490.9381 | -1738.6953 | 103.1% | 3871.9251 | 0.02737 | 18.19% | 12.26% | 3.561% | 3.383%
490 | 132490.2492 | 6974.5041 | 139464.7533 | 130254.6952 | 101.7% | 2235.554 | 202.8627 | 0.049403 | 16.6% | 10.74% | 1.967% | 1.869% | 9810.2272 | 5862.8497 | 138353.0989 | 130513.9077 | 132749.4617 | 259.2125 | 101.7% | 2235.554 | 0.049465 | 16.6% | 10.74% | 1.963% | 1.865%
491 | 137163.1112 | 5685.8298 | 142848.941 | 135702.7012 | 101.1% | 1460.41 | 258.663 | 0.065577 | 15.87% | 10.05% | 1.233% | 1.172% | 12949.8406 | 1000 | 138163.1112 | 134771.2714 | 136697.3963 | -465.7149 | 101.4% | 1926.1249 | 0.056272 | 16.27% | 10.43% | 1.638% | 1.556%
492 | 142487.7196 | 2628.432 | 145116.1516 | 140480.6566 | 101.4% | 2007.063 | 223.47 | 0.056285 | 16.27% | 10.43% | 1.637% | 1.556% | 11622.2336 | 1257.0097 | 143744.7293 | 140648.3151 | 142655.378 | 167.6584 | 101.4% | 2007.063 | 0.05633 | 16.27% | 10.43% | 1.635% | 1.554%
493 | 130141.5528 | 7577.9334 | 137719.4862 | 127199.6645 | 102.3% | 2941.8883 | 160.1128 | 0.038465 | 17.28% | 11.39% | 2.651% | 2.518% | 7605.6257 | 7911.0079 | 138052.5607 | 127517.7747 | 130459.6629 | 318.1101 | 102.3% | 2941.8883 | 0.03857 | 17.28% | 11.39% | 2.644% | 2.512%
494 | 130190.1503 | 5784.5549 | 135974.7053 | 127155.8605 | 102.4% | 3034.2898 | 154.8488 | 0.037117 | 17.37% | 11.47% | 2.735% | 2.598% | 7358.3244 | 2588.8624 | 132779.0128 | 126849.0787 | 130036.7594 | -153.3909 | 102.5% | 3187.6808 | 0.034859 | 17.51% | 11.61% | 2.88% | 2.736%
495 | 128759.4926 | 5895.5261 | 134655.0186 | 125865.935 | 102.3% | 2893.5575 | 161.1098 | 0.038719 | 17.27% | 11.38% | 2.635% | 2.503% | 7571.7111 | 1279.3205 | 130038.8131 | 125039.3999 | 128346.225 | -413.2676 | 102.6% | 3306.8251 | 0.033199 | 17.66% | 11.76% | 3.031% | 2.879%
496 | 133352.6052 | 4762.593 | 138115.1982 | 131209.6197 | 101.6% | 2142.9855 | 208.8166 | 0.050926 | 16.51% | 10.65% | 1.872% | 1.778% | 10163.8759 | 1405.4486 | 134758.0538 | 128255.7286 | 131875.6596 | -1476.9456 | 102.8% | 3619.931 | 0.030957 | 17.87% | 11.95% | 3.235% | 3.073%
497 | 132012.0229 | 5464.1442 | 137476.1671 | 128413.1288 | 102.8% | 3598.894 | 125.0196 | 0.031207 | 17.85% | 11.93% | 3.212% | 3.051% | 6023.9928 | 4053.5808 | 136065.6037 | 128166.1566 | 131888.5368 | -123.4861 | 102.9% | 3722.3802 | 0.029925 | 17.96% | 12.04% | 3.329% | 3.162%
498 | 137550.3977 | 4705.2988 | 142255.6965 | 137106.5873 | 100.3% | 443.8104 | 420.0718 | 0.088877 | 15% | 9.229% | 0.3705% | 0.3524% | 21090.0821 | 1000 | 138550.3977 | 141254.5832 | 138550.3977 | 1000 | 98.09% | -2704.1855 | 0.20865 | 12.44% | 6.792% | -2.195% | -2.084%
499 | 132064.2296 | 5672.8272 | 137737.0568 | 131163.587 | 100.7% | 900.6426 | 342.2187 | 0.076405 | 15.42% | 9.624% | 0.7866% | 0.7476% | 16496.1206 | 4871.7022 | 136935.9318 | 135041.7979 | 135942.4405 | 3878.2109 | 100.7% | 900.6426 | 0.077083 | 15.4% | 9.602% | 0.764% | 0.7261%
500 | 137398.6021 | 2264.8121 | 139663.4142 | 137458.9784 | 99.96% | -60.3763 | 489.5105 | 0.10152 | 14.58% | 8.828% | -0.05086% | -0.04782% | 24549.1934 | 1000 | 138398.6021 | 140320.02 | 138398.6021 | 1000 | 98.63% | -1921.4179 | 0.17188 | 13.06% | 7.385% | -1.57% | -1.491%
501 | 123480.5076 | 9364.3029 | 132844.8105 | 120687.9929 | 102.3% | 2792.5146 | 160.043 | 0.038446 | 17.29% | 11.4% | 2.652% | 2.519% | 7213.201 | 2540.054 | 126020.5616 | 120945.029 | 123737.5436 | 257.0361 | 102.3% | 2792.5146 | 0.038536 | 17.28% | 11.39% | 2.646% | 2.514%
502 | 137613.6403 | 3272.7799 | 140886.4202 | 137169.9824 | 100.3% | 443.6579 | 420.1316 | 0.088886 | 15% | 9.228% | 0.3703% | 0.3521% | 21102.7834 | 1000 | 138613.6403 | 136373.3401 | 137215.3192 | -398.3211 | 100.6% | 841.9791 | 0.078785 | 15.34% | 9.548% | 0.7072% | 0.6722%
503 | 132044.5148 | 4774.2368 | 136818.7516 | 130609.1991 | 101.1% | 1435.3157 | 253.7778 | 0.064977 | 15.89% | 10.07% | 1.259% | 1.196% | 12231.1386 | 3094.2667 | 135138.7815 | 128821.9028 | 131150.8667 | -893.6481 | 101.8% | 2328.9638 | 0.047723 | 16.71% | 10.84% | 2.072% | 1.968%
504 | 134679.5323 | 6121.7969 | 140801.3292 | 132579.2282 | 101.6% | 2100.304 | 212.3327 | 0.052186 | 16.45% | 10.6% | 1.815% | 1.725% | 10437.8593 | 2991.3626 | 137670.8949 | 133538.4412 | 135638.7452 | 959.2129 | 101.6% | 2100.304 | 0.052486 | 16.44% | 10.59% | 1.802% | 1.712%
505 | 128983.8111 | 8479.1545 | 137462.9656 | 127474.7611 | 101.2% | 1509.05 | 241.0266 | 0.06274 | 15.99% | 10.17% | 1.357% | 1.289% | 11347.314 | 5136.6289 | 134120.44 | 127595.165 | 129104.215 | 120.4039 | 101.2% | 1509.05 | 0.06277 | 15.99% | 10.16% | 1.355% | 1.288%
506 | 136522.6506 | 2199.6166 | 138722.2672 | 134919.4469 | 101.2% | 1603.2036 | 240.7076 | 0.062623 | 15.99% | 10.17% | 1.362% | 1.294% | 11994.6438 | 1000 | 137522.6506 | 137413.6733 | 137522.6506 | 1000 | 100.1% | 108.9772 | 0.097275 | 14.72% | 8.963% | 0.0904% | 0.08635%
507 | 120881.7692 | 8380.0895 | 129261.8587 | 117794.2227 | 102.6% | 3087.5465 | 138.02 | 0.033495 | 17.64% | 11.73% | 3.004% | 2.854% | 6089.6989 | 6286.3831 | 127168.1523 | 119768.2823 | 122855.8288 | 1974.0596 | 102.6% | 3087.5465 | 0.03404 | 17.59% | 11.68% | 2.955% | 2.807%
508 | 126009.2916 | 4884.0811 | 130893.3727 | 123796.9799 | 101.8% | 2212.3117 | 197.7952 | 0.048105 | 16.68% | 10.82% | 2.048% | 1.946% | 9097.273 | 4147.1445 | 130156.4362 | 122444.717 | 125333.1602 | -676.1314 | 102.4% | 2888.4431 | 0.037618 | 17.34% | 11.44% | 2.704% | 2.568%
509 | 144848.675 | 2050.4372 | 146899.1122 | 144836.6671 | 100% | 12.0079 | 487.7359 | 0.099715 | 14.64% | 8.885% | 0.008989% | 0.009027% | 25786.4853 | 2299.9309 | 147148.606 | 146430.1921 | 146442.2 | 1593.5249 | 100% | 12.0079 | 0.099718 | 14.64% | 8.885% | 0.008886% | 0.008928%
510 | 139779.2225 | 4230.8583 | 144010.0808 | 137756.6578 | 101.5% | 2022.5647 | 220.6486 | 0.055243 | 16.32% | 10.47% | 1.683% | 1.599% | 11257.3639 | 5648.7569 | 145427.9794 | 140100.3761 | 142122.9408 | 2343.7183 | 101.4% | 2022.5647 | 0.055891 | 16.29% | 10.45% | 1.654% | 1.572%
511 | 133156.2465 | 3392.5158 | 136548.7623 | 132149.5121 | 100.8% | 1006.7344 | 326.0978 | 0.073864 | 15.51% | 9.706% | 0.8728% | 0.8294% | 15849.0134 | 1000 | 134156.2465 | 130130.1484 | 132146.5647 | -1009.6818 | 101.5% | 2016.4162 | 0.0531 | 16.41% | 10.56% | 1.776% | 1.687%
512 | 135115.7409 | 4330.6327 | 139446.3736 | 135991.8145 | 99.36% | -876.0735 | 489.5105 | 0.13004 | 13.89% | 8.175% | -0.739% | -0.7014% | 24141.3115 | 2877.9638 | 137993.7047 | 135080.5581 | 134660.1127 | -455.6282 | 99.69% | -420.4453 | 0.11363 | 14.28% | 8.537% | -0.3573% | -0.3389%
513 | 141393.9418 | 6062.8453 | 147456.7871 | 140429.673 | 100.7% | 964.2687 | 342.2187 | 0.076405 | 15.42% | 9.624% | 0.7866% | 0.7476% | 17661.4933 | 1048.4163 | 142442.3581 | 139758.6295 | 141058.42 | -335.5218 | 100.9% | 1299.7905 | 0.06943 | 15.7% | 9.889% | 1.066% | 1.013%
514 | 137006.7895 | 2258.3537 | 139265.1431 | 137514.3923 | 99.63% | -507.6028 | 489.5105 | 0.11648 | 14.21% | 8.474% | -0.4237% | -0.4019% | 24479.1877 | 1000 | 138006.7895 | 135618.2638 | 136058.7252 | -948.0642 | 100.3% | 440.4614 | 0.08884 | 15.01% | 9.23% | 0.3718% | 0.3536%
515 | 137120.5931 | 6767.8827 | 143888.4758 | 134862.4672 | 101.7% | 2258.1259 | 205.8636 | 0.050171 | 16.55% | 10.7% | 1.919% | 1.823% | 10303.2711 | 3752.7815 | 140873.3746 | 134640.8172 | 137009.7682 | -110.825 | 101.8% | 2368.9509 | 0.048611 | 16.65% | 10.79% | 2.016% | 1.916%
516 | 141514.4184 | 5827.9481 | 147342.3665 | 140133.6436 | 101% | 1380.7748 | 278.1536 | 0.067972 | 15.76% | 9.949% | 1.129% | 1.073% | 14367.4044 | 3675.821 | 145190.2394 | 139847.0011 | 141371.0971 | -143.3213 | 101.1% | 1524.096 | 0.065217 | 15.88% | 10.06% | 1.249% | 1.187%
517 | 128585.8525 | 6469.8081 | 135055.6605 | 126977.2533 | 101.3% | 1608.5992 | 235.0747 | 0.060552 | 16.09% | 10.26% | 1.452% | 1.379% | 11032.9587 | 3698.234 | 132284.0865 | 126230.882 | 128212.6668 | -373.1856 | 101.6% | 1981.7848 | 0.052561 | 16.43% | 10.59% | 1.799% | 1.709%
518 | 134072.1165 | 7085.9654 | 141158.0818 | 131809.871 | 101.7% | 2262.2454 | 202.8627 | 0.049403 | 16.6% | 10.74% | 1.967% | 1.869% | 9927.3564 | 1000 | 135072.1165 | 131784.4514 | 134059.4066 | -12.7098 | 101.7% | 2274.9553 | 0.04922 | 16.61% | 10.76% | 1.978% | 1.879%
519 | 137384.9675 | 2589.2332 | 139974.2006 | 136446.0158 | 100.7% | 938.9517 | 341.8997 | 0.076354 | 15.42% | 9.625% | 0.7883% | 0.7492% | 17144.7351 | 2092.6724 | 139477.6398 | 137231.5602 | 138170.5118 | 785.5444 | 100.7% | 938.9517 | 0.076489 | 15.42% | 9.621% | 0.7838% | 0.7449%
520 | 125933.8906 | 11483.891 | 137417.7817 | 122554.9472 | 102.8% | 3378.9435 | 128.2797 | 0.031781 | 17.79% | 11.88% | 3.16% | 3.002% | 5896.487 | 7942.3799 | 133876.2705 | 120741.2525 | 125027.0433 | -906.8473 | 103.5% | 4285.7908 | 0.022393 | 18.7% | 12.74% | 4.068% | 3.865%
521 | 135839.5272 | 8889.4902 | 144729.0174 | 132369.9316 | 102.6% | 3469.5956 | 138.02 | 0.033495 | 17.64% | 11.73% | 3.004% | 2.854% | 6843.2306 | 5903.0411 | 141742.5683 | 132706.1512 | 136175.7468 | 336.2196 | 102.6% | 3469.5956 | 0.033579 | 17.63% | 11.72% | 2.997% | 2.847%
522 | 128800.5161 | 5714.5224 | 134515.0386 | 125798.614 | 102.4% | 3001.9022 | 154.8488 | 0.037117 | 17.37% | 11.47% | 2.735% | 2.598% | 7279.7825 | 2180.8238 | 130981.3399 | 128766.2794 | 130981.3399 | 2180.8238 | 101.7% | 2215.0606 | 0.049331 | 16.6% | 10.75% | 1.971% | 1.873%
523 | 146840.4216 | 2159.418 | 148999.8395 | 146795.485 | 100% | 44.9366 | 482.9405 | 0.098948 | 14.67% | 8.91% | 0.03458% | 0.03333% | 25884.0449 | 1000 | 147840.4216 | 146597.6152 | 146741.4867 | -98.9349 | 100.1% | 143.8715 | 0.096628 | 14.75% | 8.983% | 0.112% | 0.1069%
524 | 135850.3164 | 4540.922 | 140391.2385 | 133884.6019 | 101.5% | 1965.7146 | 220.6486 | 0.055243 | 16.32% | 10.47% | 1.683% | 1.599% | 10940.9425 | 3154.9744 | 139005.2908 | 131738.1304 | 134777.0807 | -1073.2357 | 102.3% | 3038.9503 | 0.038575 | 17.28% | 11.39% | 2.644% | 2.512%
525 | 133833.9506 | 5180.6691 | 139014.6197 | 130201.5351 | 102.8% | 3632.4155 | 125.9324 | 0.031368 | 17.83% | 11.91% | 3.198% | 3.037% | 6151.72 | 2866.8565 | 136700.8071 | 126502.892 | 131984.629 | -1849.3216 | 104.3% | 5481.737 | 0.015406 | 19.6% | 13.59% | 4.967% | 4.718%
526 | 130722.3045 | 6835.1532 | 137557.4577 | 128555.296 | 101.7% | 2167.0085 | 205.0608 | 0.049965 | 16.57% | 10.71% | 1.932% | 1.835% | 9784.197 | 1000 | 131722.3045 | 129781.6236 | 131722.3045 | 1000 | 101.5% | 1940.6809 | 0.054528 | 16.35% | 10.5% | 1.714% | 1.628%
527 | 134725.9078 | 6679.6648 | 141405.5725 | 133663.5634 | 100.8% | 1062.3444 | 319.0193 | 0.072995 | 15.54% | 9.742% | 0.9106% | 0.8653% | 15687.7604 | 2403.5598 | 137129.4676 | 136708.8063 | 137129.4676 | 2403.5598 | 100.3% | 420.6613 | 0.089427 | 14.99% | 9.211% | 0.3522% | 0.335%
528 | 130477.3809 | 8248.5701 | 138725.9509 | 127811.8349 | 102.1% | 2665.546 | 176.4057 | 0.042632 | 17.02% | 11.15% | 2.39% | 2.271% | 8401.1861 | 4371.9458 | 134849.3267 | 125673.3002 | 129408.1136 | -1069.2673 | 103% | 3734.8134 | 0.029074 | 18.04% | 12.11% | 3.406% | 3.236%
529 | 137619.7963 | 3528.21 | 141148.0063 | 136718.282 | 100.7% | 901.5143 | 348.0709 | 0.077342 | 15.39% | 9.594% | 0.7554% | 0.7179% | 17484.0283 | 6548.2749 | 144168.0713 | 134911.4554 | 136716.383 | -903.4133 | 101.3% | 1804.9276 | 0.058679 | 16.17% | 10.33% | 1.533% | 1.457%
530 | 143526.4557 | 3261.9649 | 146788.4206 | 145118.5123 | 98.9% | -1592.0567 | 489.5105 | 0.1541 | 13.38% | 7.682% | -1.258% | -1.194% | 25644.0653 | 1000 | 144526.4557 | 146318.2081 | 144526.4557 | 1000 | 98.78% | -1791.7525 | 0.16242 | 13.23% | 7.543% | -1.404% | -1.333%
531 | 136059.5916 | 6115.0378 | 142174.6294 | 134390.7431 | 101.2% | 1668.8485 | 236.87 | 0.061212 | 16.06% | 10.23% | 1.423% | 1.352% | 11763.3807 | 4743.7508 | 140803.3424 | 134499.413 | 136168.2614 | 108.6698 | 101.2% | 1668.8485 | 0.061238 | 16.06% | 10.23% | 1.422% | 1.351%
532 | 125659.939 | 7548.7258 | 133208.6648 | 123380.4384 | 101.8% | 2279.5006 | 193.4613 | 0.046996 | 16.75% | 10.89% | 2.117% | 2.012% | 8873.2744 | 3620.4107 | 129280.3497 | 123482.3389 | 125761.8396 | 101.9005 | 101.8% | 2279.5006 | 0.047024 | 16.75% | 10.89% | 2.116% | 2.01%
533 | 134397.1281 | 2535.5657 | 136932.6938 | 133478.5967 | 100.7% | 918.5314 | 341.8997 | 0.076354 | 15.42% | 9.625% | 0.7883% | 0.7492% | 16771.8725 | 3555.894 | 137953.022 | 135484.8294 | 136403.3608 | 2006.2327 | 100.7% | 918.5314 | 0.076704 | 15.41% | 9.614% | 0.7766% | 0.7381%
534 | 138583.5369 | 2519.7007 | 141103.2376 | 136849.9507 | 101.3% | 1733.5862 | 235.0791 | 0.060553 | 16.08% | 10.26% | 1.452% | 1.379% | 11891.006 | 1936.1079 | 140519.6448 | 137362.4824 | 139096.0687 | 512.5317 | 101.3% | 1733.5862 | 0.060678 | 16.08% | 10.25% | 1.446% | 1.374%
535 | 131935.1256 | 7713.4074 | 139648.533 | 128952.6931 | 102.3% | 2982.4325 | 160.1128 | 0.038465 | 17.28% | 11.39% | 2.651% | 2.518% | 7710.4442 | 3542.085 | 135477.2106 | 132223.1951 | 135205.6276 | 3270.502 | 102.3% | 2982.4325 | 0.039514 | 17.22% | 11.33% | 2.585% | 2.456%
536 | 131826.9451 | 5109.5715 | 136936.5166 | 129282.7611 | 102% | 2544.1839 | 184.8333 | 0.044789 | 16.89% | 11.02% | 2.255% | 2.143% | 8893.5938 | 4169.4963 | 135996.4414 | 132299.208 | 134843.3919 | 3016.4468 | 101.9% | 2544.1839 | 0.045612 | 16.84% | 10.97% | 2.204% | 2.094%
537 | 138728.3789 | 3547.7988 | 142276.1777 | 137789.6196 | 100.7% | 938.7593 | 343.3652 | 0.076589 | 15.41% | 9.618% | 0.7805% | 0.7418% | 17386.5929 | 4727.7437 | 143456.1227 | 135247.3622 | 137457.2502 | -1271.1287 | 101.6% | 2209.888 | 0.050913 | 16.51% | 10.66% | 1.873% | 1.779%
538 | 138208.4897 | 959.7812 | 139168.2709 | 137479.9897 | 100.5% | 728.5 | 375.8464 | 0.081792 | 15.24% | 9.453% | 0.6069% | 0.5769% | 18959.9843 | 1000 | 139208.4897 | 139494.832 | 139208.4897 | 1000 | 99.79% | -286.3423 | 0.1084 | 14.4% | 8.653% | -0.2358% | -0.2235%
539 | 134699.1947 | 4317.2819 | 139016.4766 | 132555.832 | 101.6% | 2143.3628 | 209.9849 | 0.051323 | 16.49% | 10.64% | 1.853% | 1.76% | 10323.9486 | 1417.7491 | 136116.9438 | 132433.5728 | 134638.0652 | -61.1296 | 101.7% | 2204.4923 | 0.050351 | 16.54% | 10.69% | 1.908% | 1.812%
540 | 125595.506 | 7959.2818 | 133554.7878 | 123236.9233 | 101.9% | 2358.5827 | 188.7058 | 0.04578 | 16.83% | 10.96% | 2.193% | 2.084% | 8650.7199 | 1136.2282 | 126731.7343 | 123500.6221 | 125859.2049 | 263.6988 | 101.9% | 2358.5827 | 0.045855 | 16.82% | 10.96% | 2.189% | 2.079%
541 | 135675.0589 | 6266.3191 | 141941.378 | 134749.7914 | 100.7% | 925.2675 | 342.2187 | 0.076405 | 15.42% | 9.624% | 0.7866% | 0.7476% | 16947.1486 | 4017.7387 | 139692.7976 | 137998.9919 | 138924.2594 | 3249.2004 | 100.7% | 925.2675 | 0.076961 | 15.4% | 9.606% | 0.7681% | 0.73%
542 | 141774.9818 | 3938.1939 | 145713.1758 | 140803.2996 | 100.7% | 971.6822 | 341.481 | 0.076287 | 15.42% | 9.628% | 0.7906% | 0.7514% | 17670.9117 | 1741.0871 | 143516.0689 | 141710.7795 | 142682.4617 | 907.4799 | 100.7% | 971.6822 | 0.076439 | 15.42% | 9.623% | 0.7855% | 0.7465%
543 | 136120.9906 | 2780.1384 | 138901.129 | 135803.5497 | 100.2% | 317.4409 | 439.3731 | 0.091968 | 14.9% | 9.131% | 0.2674% | 0.2545% | 21829.884 | 1000 | 137120.9906 | 134246.6668 | 135342.5492 | -778.4414 | 100.8% | 1095.8824 | 0.072427 | 15.57% | 9.765% | 0.9353% | 0.8888%
544 | 132635.5512 | 4573.6397 | 137209.1909 | 131511.8008 | 100.9% | 1123.7504 | 306.2183 | 0.071421 | 15.61% | 9.807% | 0.979% | 0.9303% | 14824.6308 | 4393.2098 | 137028.7611 | 132402.045 | 133525.7954 | 890.2442 | 100.8% | 1123.7504 | 0.071572 | 15.61% | 9.8% | 0.9724% | 0.9241%
545 | 129623.4476 | 6890.2966 | 136513.7443 | 127864.7241 | 101.4% | 1758.7235 | 227.2884 | 0.057688 | 16.21% | 10.37% | 1.576% | 1.498% | 10753.5966 | 2613.0419 | 132236.4895 | 126155.9973 | 128769.0842 | -854.3634 | 102.1% | 2613.087 | 0.042893 | 17.01% | 11.13% | 2.374% | 2.255%
546 | 138689.5213 | 6714.2127 | 145403.734 | 136518.2162 | 101.6% | 2171.3051 | 211.8853 | 0.05202 | 16.46% | 10.61% | 1.823% | 1.732% | 10725.9882 | 5678.5766 | 144368.0979 | 140330.906 | 142502.2112 | 3812.6898 | 101.5% | 2171.3051 | 0.053159 | 16.41% | 10.56% | 1.773% | 1.685%
547 | 135150.6694 | 5597.2317 | 140747.9011 | 133711.6864 | 101.1% | 1438.983 | 258.663 | 0.065577 | 15.87% | 10.05% | 1.233% | 1.172% | 12759.842 | 5858.4522 | 141009.1216 | 132045.6979 | 134317.6751 | -832.9943 | 101.7% | 2271.9772 | 0.049324 | 16.61% | 10.75% | 1.972% | 1.873%
548 | 133817.7752 | 4119.0807 | 137936.8559 | 131280.7568 | 101.9% | 2537.0184 | 187.3699 | 0.045438 | 16.85% | 10.98% | 2.215% | 2.104% | 9151.7985 | 5891.7971 | 139709.5723 | 132457.6859 | 134994.7043 | 1176.9291 | 101.9% | 2537.0184 | 0.045753 | 16.83% | 10.96% | 2.195% | 2.085%
549 | 133454.1143 | 6382.1425 | 139836.2567 | 130857.4703 | 102% | 2596.6439 | 183.6612 | 0.044488 | 16.91% | 11.04% | 2.274% | 2.16% | 8946.2734 | 4042.1618 | 137496.276 | 136717.4327 | 137496.276 | 4042.1618 | 100.6% | 778.8433 | 0.080425 | 15.29% | 9.496% | 0.6525% | 0.6202%
550 | 135863.6316 | 2812.0332 | 138675.6648 | 134793.5007 | 100.8% | 1070.1309 | 319.2087 | 0.073018 | 15.54% | 9.741% | 0.9096% | 0.8644% | 15829.6328 | 1654.6618 | 137518.2933 | 137086.2672 | 137518.2933 | 1654.6618 | 100.3% | 432.0262 | 0.089171 | 14.99% | 9.219% | 0.3607% | 0.3431%
551 | 139932.9093 | 4177.1018 | 144110.0111 | 138947.5405 | 100.7% | 985.3688 | 337.3934 | 0.075632 | 15.45% | 9.648% | 0.8124% | 0.7721% | 17232.5404 | 4293.5162 | 144226.4255 | 141030.7601 | 142016.1289 | 2083.2196 | 100.7% | 985.3688 | 0.075991 | 15.43% | 9.637% | 0.8004% | 0.7607%
552 | 138396.3386 | 4942.7264 | 143339.065 | 135457.4731 | 102.2% | 2938.8655 | 170.3816 | 0.041091 | 17.12% | 11.24% | 2.487% | 2.362% | 8606.7675 | 5231.4112 | 143627.7498 | 134285.0126 | 137810.1084 | -586.2302 | 102.6% | 3525.0957 | 0.033445 | 17.64% | 11.73% | 3.009% | 2.858%
553 | 134099.9073 | 5279.0277 | 139378.935 | 130444.0936 | 102.8% | 3655.8137 | 125.0196 | 0.031207 | 17.85% | 11.93% | 3.212% | 3.051% | 6119.2675 | 3500.4927 | 137600.4 | 129129.1799 | 133442.4504 | -657.4569 | 103.3% | 4313.2705 | 0.024429 | 18.46% | 12.51% | 3.829% | 3.637%
554 | 131439.8034 | 6872.6695 | 138312.4729 | 129357.1113 | 101.6% | 2082.6921 | 210.4806 | 0.051505 | 16.48% | 10.63% | 1.845% | 1.753% | 10097.9187 | 1000 | 132439.8034 | 127202.5496 | 130362.5226 | -1077.2808 | 102.5% | 3159.973 | 0.035322 | 17.48% | 11.58% | 2.847% | 2.705%
555 | 136604.9719 | 5281.0431 | 141886.015 | 135814.6267 | 100.6% | 790.3453 | 364.6804 | 0.080004 | 15.3% | 9.51% | 0.6666% | 0.6336% | 18183.2603 | 3431.4842 | 140036.4561 | 137084.8734 | 137875.2187 | 1270.2467 | 100.6% | 790.3453 | 0.080189 | 15.29% | 9.504% | 0.6604% | 0.6277%
556 | 126900.6262 | 7251.4644 | 134152.0906 | 124592.3222 | 101.9% | 2308.304 | 193.0915 | 0.046902 | 16.76% | 10.89% | 2.123% | 2.017% | 8943.7512 | 7328.2064 | 134228.8326 | 125085.6249 | 127393.929 | 493.3028 | 101.8% | 2308.304 | 0.047036 | 16.75% | 10.89% | 2.115% | 2.009%
557 | 136283.139 | 5618.1646 | 141901.3036 | 134311.0456 | 101.5% | 1972.0934 | 220.6387 | 0.055241 | 16.32% | 10.47% | 1.683% | 1.599% | 10975.3047 | 1556.504 | 137839.643 | 135741.3824 | 137713.4758 | 1430.3368 | 101.5% | 1972.0934 | 0.055649 | 16.3% | 10.46% | 1.665% | 1.582%
558 | 135149.9973 | 6873.0165 | 142023.0138 | 133789.1748 | 101% | 1360.8225 | 271.3244 | 0.067134 | 15.8% | 9.984% | 1.165% | 1.107% | 13384.3659 | 5170.6679 | 140320.6653 | 132246.7224 | 134378.7711 | -771.2262 | 101.6% | 2132.0487 | 0.051449 | 16.48% | 10.63% | 1.848% | 1.755%
559 | 135274.0558 | 2980.8822 | 138254.938 | 134366.5304 | 100.7% | 907.5254 | 344.6314 | 0.076791 | 15.41% | 9.612% | 0.7737% | 0.7354% | 17016.1845 | 4056.5042 | 139330.5601 | 137430.8218 | 138338.3472 | 3064.2913 | 100.7% | 907.5254 | 0.077309 | 15.39% | 9.595% | 0.7565% | 0.719%
560 | 130400.0542 | 5113.6658 | 135513.72 | 128738.4564 | 101.3% | 1661.5978 | 233.3699 | 0.059923 | 16.11% | 10.28% | 1.479% | 1.405% | 11107.479 | 1000 | 131400.0542 | 128029.9225 | 130045.7873 | -354.2669 | 101.6% | 2015.8648 | 0.052441 | 16.44% | 10.59% | 1.804% | 1.714%
561 | 129945.3949 | 4127.1817 | 134072.5766 | 128591.2466 | 101.1% | 1354.1483 | 263.6179 | 0.066187 | 15.84% | 10.02% | 1.207% | 1.147% | 12503.4141 | 2518.1213 | 132463.5162 | 132316.4193 | 132463.5162 | 2518.1213 | 100.1% | 147.0969 | 0.09618 | 14.76% | 8.997% | 0.1269% | 0.121%
562 | 131174.0648 | 8110.1196 | 139284.1844 | 128259.9601 | 102.3% | 2914.1047 | 163.0439 | 0.039212 | 17.24% | 11.35% | 2.604% | 2.474% | 7806.3028 | 2447.8365 | 133621.9013 | 126124.8268 | 130106.4982 | -1067.5666 | 103.2% | 3981.6713 | 0.02674 | 18.25% | 12.31% | 3.618% | 3.437%
563 | 134922.003 | 5599.7109 | 140521.7139 | 132804.7786 | 101.6% | 2117.2244 | 211.6161 | 0.051921 | 16.46% | 10.61% | 1.827% | 1.736% | 10421.3591 | 4446.197 | 139368.1999 | 134245.307 | 136362.5314 | 1440.5284 | 101.6% | 2117.2244 | 0.052372 | 16.44% | 10.59% | 1.807% | 1.717%
564 | 133224.0112 | 5935.8127 | 139159.824 | 130119.0124 | 102.4% | 3104.9988 | 154.8488 | 0.037117 | 17.37% | 11.47% | 2.735% | 2.598% | 7529.7977 | 2725.1982 | 135949.2094 | 133529.9055 | 135949.2094 | 2725.1982 | 101.8% | 2419.3039 | 0.047651 | 16.71% | 10.85% | 2.076% | 1.973%
565 | 137555.0807 | 1004.0517 | 138559.1324 | 138193.6964 | 99.54% | -638.6156 | 489.5105 | 0.12106 | 14.1% | 8.373% | -0.5303% | -0.5031% | 24577.1517 | 1000 | 138555.0807 | 135700.9395 | 136308.7023 | -1246.3785 | 100.4% | 607.7628 | 0.08461 | 15.15% | 9.364% | 0.5129% | 0.4876%
566 | 141762.6064 | 4021.6342 | 145784.2406 | 140256.7303 | 101.1% | 1505.8761 | 259.2013 | 0.065644 | 15.86% | 10.05% | 1.23% | 1.169% | 13411.9447 | 1755.9516 | 143518.558 | 138191.1908 | 140729.8367 | -1032.7697 | 101.8% | 2538.6458 | 0.047189 | 16.74% | 10.88% | 2.105% | 2%
567 | 133583.5638 | 4150.6623 | 137734.2261 | 132361.9967 | 100.9% | 1221.5671 | 291.5429 | 0.069618 | 15.69% | 9.881% | 1.057% | 1.005% | 14215.0493 | 3129.7718 | 136713.3356 | 129084.1677 | 131944.6493 | -1638.9145 | 102.2% | 2860.4816 | 0.04024 | 17.17% | 11.29% | 2.54% | 2.413%
568 | 137453.291 | 6247.8769 | 143701.1679 | 136198.355 | 100.9% | 1254.9361 | 291.8619 | 0.069657 | 15.69% | 9.879% | 1.056% | 1.003% | 14642.8451 | 1000 | 138453.291 | 133744.3429 | 136226.285 | -1227.006 | 101.9% | 2481.9421 | 0.046846 | 16.76% | 10.9% | 2.127% | 2.02%
569 | 136266.3459 | 4726.0004 | 140992.3463 | 135848.3634 | 100.3% | 417.9825 | 423.5114 | 0.089427 | 14.99% | 9.211% | 0.3522% | 0.335% | 21064.2761 | 3036.0414 | 139302.3873 | 134942.4932 | 135813.4108 | -452.9351 | 100.6% | 870.9176 | 0.077823 | 15.37% | 9.579% | 0.7393% | 0.7027%
570 | 130406.0683 | 5894.0596 | 136300.1279 | 128640.4257 | 101.4% | 1765.6427 | 227.4999 | 0.057765 | 16.21% | 10.37% | 1.573% | 1.494% | 10828.5906 | 2206.1821 | 132612.2504 | 129807.8001 | 131573.4428 | 1167.3745 | 101.4% | 1765.6427 | 0.058091 | 16.19% | 10.36% | 1.559% | 1.481%
571 | 134612.6236 | 6070.2158 | 140682.8394 | 132664.7035 | 101.5% | 1947.9201 | 220.6387 | 0.055241 | 16.32% | 10.47% | 1.683% | 1.599% | 10840.7729 | 1731.5374 | 136344.161 | 130155.0621 | 133357.8029 | -1254.8207 | 102.5% | 3202.7408 | 0.035752 | 17.45% | 11.56% | 2.82% | 2.679%
572 | 132038.1931 | 3000.868 | 135039.0611 | 134680.1566 | 98.04% | -2641.9635 | 489.5105 | 0.21277 | 12.38% | 6.74% | -2.249% | -2.136% | 23591.4419 | 1168.0172 | 133206.2103 | 138296.0651 | 133206.2103 | 1168.0172 | 96.32% | -5089.8548 | 0.39115 | 10.41% | 4.869% | -4.219% | -4.007%
573 | 130283.4095 | 6624.5801 | 136907.9897 | 128573.7725 | 101.3% | 1709.637 | 230.5705 | 0.058895 | 16.16% | 10.32% | 1.524% | 1.448% | 10964.4219 | 4407.0938 | 134690.5033 | 129692.0703 | 131401.7073 | 1118.2978 | 101.3% | 1709.637 | 0.059197 | 16.14% | 10.31% | 1.511% | 1.435%
574 | 133135.7297 | 2958.5718 | 136094.3014 | 132120.2363 | 100.8% | 1015.4933 | 324.6422 | 0.073685 | 15.51% | 9.713% | 0.8806% | 0.8368% | 15775.8386 | 1077.2478 | 134212.9775 | 131708.3833 | 132929.8031 | -205.9265 | 100.9% | 1221.4198 | 0.0695 | 15.7% | 9.886% | 1.063% | 1.01%
575 | 137103.0945 | 3525.0518 | 140628.1463 | 135920.1658 | 100.9% | 1182.9286 | 302.8286 | 0.071004 | 15.63% | 9.824% | 0.9971% | 0.9476% | 15154.3378 | 4495.3775 | 141598.4719 | 133940.1658 | 136113.0945 | -990 | 101.6% | 2172.9286 | 0.051181 | 16.49% | 10.64% | 1.859% | 1.766%
576 | 129671.9197 | 5369.1699 | 135041.0896 | 127126.8046 | 102% | 2545.1151 | 182.385 | 0.044163 | 16.93% | 11.06% | 2.294% | 2.18% | 8632.33 | 1000 | 130671.9197 | 130681.5053 | 130671.9197 | 1000 | 99.99% | -9.5856 | 0.10025 | 14.62% | 8.868% | -0.008923% | -0.007986%
577 | 129416.2264 | 5449.7846 | 134866.0111 | 127385.3998 | 101.6% | 2030.8266 | 211.6161 | 0.051921 | 16.46% | 10.61% | 1.827% | 1.736% | 9996.0936 | 4464.1194 | 133880.3459 | 127301.8769 | 129374.465 | -41.7615 | 101.6% | 2072.5881 | 0.051029 | 16.5% | 10.65% | 1.866% | 1.773%
578 | 139707.2208 | 6294.9287 | 146002.1495 | 136451.1204 | 102.4% | 3256.1004 | 154.8488 | 0.037117 | 17.37% | 11.47% | 2.735% | 2.598% | 7896.2276 | 3356.5864 | 143063.8072 | 135663.8153 | 139313.5682 | -393.6526 | 102.7% | 3649.753 | 0.032623 | 17.72% | 11.81% | 3.083% | 2.929%
579 | 135018.8501 | 5639.557 | 140658.4072 | 132586.2113 | 101.8% | 2432.6388 | 194.3786 | 0.047231 | 16.74% | 10.87% | 2.103% | 1.998% | 9579.3407 | 1000 | 136018.8501 | 132399.92 | 134925.7045 | -93.1457 | 101.9% | 2525.7844 | 0.045893 | 16.82% | 10.95% | 2.186% | 2.077%
580 | 134076.9661 | 4788.4631 | 138865.4291 | 132131.0074 | 101.5% | 1945.9587 | 220.3187 | 0.055124 | 16.32% | 10.48% | 1.688% | 1.603% | 10781.9782 | 5304.0457 | 139381.0118 | 131919.1275 | 133971.0261 | -105.9399 | 101.6% | 2051.8986 | 0.052945 | 16.42% | 10.57% | 1.783% | 1.693%
581 | 134335.9131 | 4305.6382 | 138641.5513 | 132686.2131 | 101.2% | 1649.7 | 236.761 | 0.061172 | 16.06% | 10.23% | 1.425% | 1.354% | 11609.011 | 1324.5898 | 135660.5029 | 131449.313 | 133717.463 | -618.4501 | 101.7% | 2268.1501 | 0.049234 | 16.61% | 10.75% | 1.977% | 1.879%
582 | 132447.8417 | 7085.7909 | 139533.6325 | 130247.4986 | 101.7% | 2200.3431 | 204.7969 | 0.049897 | 16.57% | 10.72% | 1.936% | 1.839% | 9900.589 | 1000 | 133447.8417 | 128457.7153 | 131552.95 | -894.8916 | 102.4% | 3095.2347 | 0.036691 | 17.39% | 11.5% | 2.762% | 2.623%
583 | 128688.4866 | 9247.0769 | 137935.5635 | 127347.5963 | 101.1% | 1340.8903 | 263.6478 | 0.06619 | 15.84% | 10.02% | 1.206% | 1.146% | 12383.8786 | 6119.3394 | 134807.826 | 125399.6708 | 127714.5239 | -973.9627 | 101.8% | 2314.853 | 0.047025 | 16.75% | 10.89% | 2.116% | 2.01%
584 | 130854.926 | 4386.1986 | 135241.1246 | 129512.0965 | 101% | 1342.8295 | 267.1073 | 0.066614 | 15.82% | 10.01% | 1.188% | 1.129% | 12757.5897 | 3235.9016 | 134090.8276 | 127501.0204 | 129849.3879 | -1005.5381 | 101.8% | 2348.3675 | 0.047101 | 16.74% | 10.88% | 2.111% | 2.005%
585 | 126924.7643 | 6362.4827 | 133287.247 | 124834.545 | 101.7% | 2090.2192 | 205.8636 | 0.050171 | 16.55% | 10.7% | 1.919% | 1.823% | 9537.1543 | 3428.0895 | 130352.8537 | 123978.363 | 126496.6733 | -428.091 | 102% | 2518.3102 | 0.043628 | 16.96% | 11.09% | 2.328% | 2.212%
586 | 135581.7247 | 3081.4028 | 138663.1275 | 137299.6742 | 98.75% | -1717.9495 | 489.5105 | 0.16417 | 13.2% | 7.514% | -1.435% | -1.362% | 24224.5695 | 1854.0829 | 137435.8076 | 138118.8699 | 137435.8076 | 1854.0829 | 99.51% | -683.0623 | 0.12266 | 14.07% | 8.338% | -0.5674% | -0.5384%
587 | 142051.4692 | 1544.0377 | 143595.5069 | 143002.6924 | 99.33% | -951.2232 | 489.5105 | 0.13107 | 13.87% | 8.152% | -0.763% | -0.7242% | 25380.5275 | 1340.8556 | 143392.3248 | 144458.5402 | 143392.3248 | 1340.8556 | 99.26% | -1066.2154 | 0.13466 | 13.79% | 8.073% | -0.8466% | -0.8036%
588 | 129317.7134 | 5114.2599 | 134431.9732 | 127583.461 | 101.4% | 1734.2524 | 228.4482 | 0.058114 | 16.19% | 10.36% | 1.558% | 1.48% | 10782.9773 | 4386.3057 | 133704.0191 | 126149.5411 | 128600.7535 | -716.9599 | 101.9% | 2451.2123 | 0.045244 | 16.86% | 10.99% | 2.227% | 2.116%
589 | 123879.7728 | 8247.2169 | 132126.9898 | 122430.4377 | 101.2% | 1449.3351 | 241.0266 | 0.06274 | 15.99% | 10.17% | 1.357% | 1.289% | 10898.2877 | 5841.2161 | 129720.989 | 124821.586 | 126270.9211 | 2391.1482 | 101.2% | 1449.3351 | 0.063338 | 15.96% | 10.14% | 1.331% | 1.264%
590 | 139314.4646 | 3676.3757 | 142990.8403 | 137012.557 | 101.7% | 2301.9076 | 205.4648 | 0.050067 | 16.56% | 10.71% | 1.925% | 1.829% | 10447.8409 | 3059.0924 | 142373.557 | 139083.5114 | 141385.419 | 2070.9544 | 101.7% | 2301.9076 | 0.050526 | 16.53% | 10.68% | 1.897% | 1.802%
591 | 137636.673 | 4369.9815 | 142006.6546 | 136143.6703 | 101.1% | 1493.0027 | 254.2763 | 0.065038 | 15.89% | 10.07% | 1.257% | 1.194% | 12774.1766 | 3977.6994 | 141614.3724 | 138768.4845 | 140261.4872 | 2624.8142 | 101.1% | 1493.0027 | 0.065585 | 15.87% | 10.05% | 1.233% | 1.171%
592 | 138900.5993 | 6820.0842 | 145720.6834 | 135104.8358 | 102.8% | 3795.7635 | 124.5211 | 0.03112 | 17.85% | 11.94% | 3.22% | 3.059% | 6313.0609 | 3125.722 | 142026.3212 | 135163.7882 | 138959.5517 | 58.9524 | 102.8% | 3795.7635 | 0.031136 | 17.85% | 11.93% | 3.219% | 3.058%
593 | 135064.4267 | 7556.4355 | 142620.8622 | 131755.1486 | 102.5% | 3309.2781 | 145.8662 | 0.034875 | 17.51% | 11.61% | 2.879% | 2.735% | 7190.9855 | 4211.459 | 139275.8857 | 133848.7335 | 137158.0116 | 2093.5848 | 102.5% | 3309.2781 | 0.035538 | 17.47% | 11.57% | 2.834% | 2.692%
594 | 130450.3849 | 4579.625 | 135030.0099 | 128562.8058 | 101.5% | 1887.5791 | 220.6486 | 0.055243 | 16.32% | 10.47% | 1.683% | 1.599% | 10506.0496 | 1000 | 131450.3849 | 129037.8904 | 130925.4695 | 475.0846 | 101.5% | 1887.5791 | 0.055386 | 16.31% | 10.47% | 1.676% | 1.593%
595 | 134212.5619 | 4579.0314 | 138791.5932 | 131052.0274 | 102.4% | 3160.5345 | 153.0344 | 0.036652 | 17.4% | 11.5% | 2.764% | 2.626% | 7496.7835 | 1000 | 135212.5619 | 130205.8186 | 133789.4575 | -423.1044 | 102.8% | 3583.6388 | 0.031842 | 17.79% | 11.87% | 3.155% | 2.997%
596 | 137932.0899 | 5216.3291 | 143148.419 | 137487.048 | 100.3% | 445.0419 | 420.0718 | 0.088877 | 15% | 9.229% | 0.3705% | 0.3524% | 21148.6055 | 1000 | 138932.0899 | 140942.9056 | 138932.0899 | 1000 | 98.57% | -2010.8157 | 0.17563 | 13% | 7.323% | -1.636% | -1.553%
597 | 131919.6706 | 7495.9967 | 139415.6673 | 130758.0207 | 100.9% | 1161.6499 | 298.9404 | 0.070527 | 15.65% | 9.843% | 1.018% | 0.9673% | 14394.1834 | 3239.3125 | 135158.9831 | 134609.966 | 135158.9831 | 3239.3125 | 100.4% | 549.0171 | 0.085985 | 15.1% | 9.32% | 0.467% | 0.4441%
598 | 130713.4449 | 5907.9523 | 136621.3972 | 128850.291 | 101.4% | 1863.1539 | 222.2368 | 0.055829 | 16.29% | 10.45% | 1.657% | 1.574% | 10603.0105 | 4499.5245 | 135212.9693 | 130697.0652 | 132560.2191 | 1846.7742 | 101.4% | 1863.1539 | 0.056368 | 16.27% | 10.43% | 1.634% | 1.552%
599 | 132035.0273 | 5483.4653 | 137518.4926 | 130124.4065 | 101.5% | 1910.6208 | 220.6387 | 0.055241 | 16.32% | 10.47% | 1.683% | 1.599% | 10633.1911 | 3793.8875 | 135828.9148 | 128726.9912 | 131336.3197 | -698.7076 | 102% | 2609.3285 | 0.043705 | 16.96% | 11.08% | 2.323% | 2.207%
600 | 137999.6679 | 6541.5567 | 144541.2246 | 136610.1521 | 101% | 1389.5158 | 271.3244 | 0.067134 | 15.8% | 9.984% | 1.165% | 1.107% | 13666.5785 | 3163.315 | 141162.9829 | 132664.8231 | 136027.0034 | -1972.6645 | 102.5% | 3362.1803 | 0.034589 | 17.54% | 11.64% | 2.905% | 2.759%
601 | 134328.5869 | 5863.6525 | 140192.2394 | 132813.8222 | 101.1% | 1514.7648 | 244.8649 | 0.063881 | 15.94% | 10.12% | 1.307% | 1.242% | 12005.7118 | 5440.888 | 139769.475 | 136482.7668 | 137997.5316 | 3668.9447 | 101.1% | 1514.7648 | 0.06469 | 15.91% | 10.08% | 1.272% | 1.208%
602 | 127167.7489 | 9676.4642 | 136844.2131 | 124381.6546 | 102.2% | 2786.0943 | 165.3369 | 0.0398 | 17.2% | 11.31% | 2.567% | 2.439% | 7674.3163 | 6099.5622 | 133267.3111 | 126251.5233 | 129037.6176 | 1869.8687 | 102.2% | 2786.0943 | 0.040409 | 17.16% | 11.28% | 2.529% | 2.403%
603 | 130122.9627 | 8589.6177 | 138712.5803 | 128600.5851 | 101.2% | 1522.3775 | 241.0266 | 0.06274 | 15.99% | 10.17% | 1.357% | 1.289% | 11447.5306 | 1000 | 131122.9627 | 127739.3665 | 129692.3533 | -430.6093 | 101.5% | 1952.9868 | 0.053644 | 16.39% | 10.54% | 1.752% | 1.665%
604 | 128516.1619 | 7274.4997 | 135790.6616 | 125691.2268 | 102.2% | 2824.9351 | 164.7966 | 0.039662 | 17.21% | 11.32% | 2.576% | 2.447% | 7730.3436 | 4291.9042 | 132808.0662 | 126431.2332 | 129256.1684 | 740.0065 | 102.2% | 2824.9351 | 0.039903 | 17.19% | 11.31% | 2.561% | 2.433%
605 | 145548.4648 | 2958.6302 | 148507.0951 | 144473.6024 | 100.7% | 1074.8625 | 329.9261 | 0.074435 | 15.49% | 9.686% | 0.8523% | 0.81% | 17527.3876 | 1000 | 146548.4648 | 141623.5993 | 144123.4633 | -1425.0015 | 101.8% | 2499.864 | 0.048507 | 16.66% | 10.8% | 2.023% | 1.922%
606 | 137904.7837 | 1083.0094 | 138987.7931 | 137118.4885 | 100.6% | 786.2952 | 366.5048 | 0.080295 | 15.29% | 9.501% | 0.6568% | 0.6243% | 18448.1102 | 1000 | 138904.7837 | 135344.9292 | 137018.0041 | -886.7796 | 101.2% | 1673.0749 | 0.06136 | 16.05% | 10.22% | 1.417% | 1.346%
607 | 135825.0544 | 3025.8924 | 138850.9468 | 134905.9415 | 100.7% | 919.1128 | 343.3652 | 0.076589 | 15.41% | 9.618% | 0.7805% | 0.7418% | 17022.7242 | 2125.1395 | 137950.1938 | 135891.3614 | 136810.4742 | 985.4198 | 100.7% | 919.1128 | 0.076759 | 15.41% | 9.613% | 0.7748% | 0.7364%
608 | 134759.8708 | 4444.1406 | 139204.0115 | 132809.9347 | 101.5% | 1949.9361 | 220.6486 | 0.055243 | 16.32% | 10.47% | 1.683% | 1.599% | 10853.1216 | 3120.9974 | 137880.8682 | 131933.8663 | 134321.8366 | -438.0342 | 101.8% | 2387.9703 | 0.047685 | 16.71% | 10.85% | 2.074% | 1.971%
609 | 133596.1031 | 4281.9264 | 137878.0295 | 130574.7255 | 102.3% | 3021.3777 | 160.0391 | 0.038444 | 17.29% | 11.4% | 2.652% | 2.519% | 7803.9184 | 4902.2821 | 138498.3852 | 130981.824 | 134003.2017 | 407.0985 | 102.3% | 3021.3777 | 0.038576 | 17.28% | 11.39% | 2.644% | 2.511%
610 | 135046.3943 | 4328.4101 | 139374.8044 | 135452.1519 | 99.7% | -405.7577 | 489.5105 | 0.11305 | 14.29% | 8.55% | -0.3439% | -0.3261% | 24128.9213 | 1036.1397 | 136082.534 | 135679.3213 | 135679.3213 | 632.927 | 100% | 0 | 0.1 | 14.63% | 8.876% | -0.0005144% | 0%
611 | 127576.2312 | 8039.1069 | 135615.3381 | 126358.0777 | 101% | 1218.1535 | 282.7198 | 0.068533 | 15.74% | 9.926% | 1.105% | 1.05% | 13164.9371 | 2851.5215 | 130427.7528 | 126296.1034 | 127545.2441 | -30.9871 | 101% | 1249.1407 | 0.067874 | 15.77% | 9.953% | 1.133% | 1.077%
612 | 131616.166 | 6979.8371 | 138596.0031 | 129363.0918 | 101.7% | 2253.0743 | 201.0483 | 0.048938 | 16.63% | 10.77% | 1.996% | 1.896% | 9658.3385 | 7571.7028 | 139187.8688 | 127942.9254 | 130906.0828 | -710.0832 | 102.3% | 2963.1574 | 0.038406 | 17.29% | 11.4% | 2.654% | 2.522%
613 | 134941.8101 | 3877.6382 | 138819.4484 | 134011.4633 | 100.7% | 930.3468 | 340.5937 | 0.076145 | 15.43% | 9.632% | 0.7953% | 0.7559% | 16775.5186 | 1000 | 135941.8101 | 136654.7675 | 135941.8101 | 1000 | 99.48% | -712.9574 | 0.124 | 14.03% | 8.308% | -0.5986% | -0.568%
614 | 133372.1375 | 3471.6627 | 136843.8002 | 132942.1539 | 100.3% | 429.9836 | 420.1316 | 0.088886 | 15% | 9.228% | 0.3703% | 0.3521% | 20452.3572 | 1794.2606 | 135166.398 | 135617.1564 | 135166.398 | 1794.2606 | 99.67% | -450.7584 | 0.11467 | 14.25% | 8.514% | -0.3815% | -0.3619%
615 | 127925.5009 | 5501.1876 | 133426.6885 | 126482.941 | 101.1% | 1442.56 | 244.8649 | 0.063881 | 15.94% | 10.12% | 1.307% | 1.242% | 11433.4315 | 3133.2962 | 131058.7971 | 129931.8921 | 131058.7971 | 3133.2962 | 100.9% | 1126.905 | 0.071083 | 15.63% | 9.82% | 0.9937% | 0.9443%
616 | 149546.7723 | 2108.3938 | 151655.1661 | 148832.1609 | 100.5% | 714.6114 | 386.5139 | 0.083501 | 15.18% | 9.399% | 0.5499% | 0.5228% | 21097.6977 | 2748.0275 | 152294.7997 | 146031.3877 | 148146.3857 | -1400.3866 | 101.4% | 2114.998 | 0.055768 | 16.29% | 10.45% | 1.66% | 1.577%
617 | 132587.347 | 7443.9135 | 140031.2604 | 131129.2455 | 101.1% | 1458.1015 | 250.9863 | 0.064634 | 15.91% | 10.09% | 1.274% | 1.211% | 12146.3273 | 4705.2862 | 137292.6332 | 131110.8607 | 132578.1546 | -9.1924 | 101.1% | 1467.2939 | 0.064445 | 15.92% | 10.09% | 1.282% | 1.218%
618 | 134419.1261 | 8187.8514 | 142606.9775 | 131432.9306 | 102.3% | 2986.1955 | 163.0439 | 0.039212 | 17.24% | 11.35% | 2.604% | 2.474% | 7999.4197 | 3131.0082 | 137550.1343 | 131269.0524 | 134337.187 | -81.9391 | 102.3% | 3068.1346 | 0.038016 | 17.31% | 11.42% | 2.679% | 2.545%
619 | 137520.2625 | 5069.6118 | 142589.8743 | 136028.5225 | 101.1% | 1491.74 | 254.2763 | 0.065038 | 15.89% | 10.07% | 1.257% | 1.194% | 12763.3724 | 1000 | 138520.2625 | 140493.2779 | 138520.2625 | 1000 | 98.6% | -1973.0154 | 0.17417 | 13.02% | 7.347% | -1.61% | -1.529%
620 | 133760.5482 | 3911.5074 | 137672.0556 | 132391.8447 | 101% | 1368.7035 | 267.7453 | 0.066694 | 15.82% | 10% | 1.185% | 1.126% | 13072.0226 | 1449.1839 | 135209.7321 | 134821.9508 | 135209.7321 | 1449.1839 | 100.3% | 387.7813 | 0.090117 | 14.96% | 9.189% | 0.3292% | 0.3132%
621 | 133898.8868 | 3786.9803 | 137685.8671 | 132992.8081 | 100.7% | 906.0787 | 343.3652 | 0.076589 | 15.41% | 9.618% | 0.7805% | 0.7418% | 16781.3208 | 2017.4685 | 135916.3553 | 132986.9052 | 133895.9353 | -2.9515 | 100.7% | 909.0301 | 0.076512 | 15.42% | 9.62% | 0.7831% | 0.7442%
622 | 139102.464 | 4967.9451 | 144070.4092 | 136659.165 | 101.8% | 2443.299 | 197.7358 | 0.04809 | 16.68% | 10.82% | 2.049% | 1.947% | 10039.519 | 3325.1469 | 142427.611 | 139959.55 | 142402.849 | 3300.385 | 101.7% | 2443.299 | 0.048863 | 16.63% | 10.78% | 2.001% | 1.901%
623 | 141791.0996 | 4491.7605 | 146282.86 | 140494.4779 | 100.9% | 1296.6217 | 291.5429 | 0.069618 | 15.69% | 9.881% | 1.057% | 1.005% | 15088.4392 | 6503.1103 | 148294.2098 | 141539.1231 | 142835.7447 | 1044.6451 | 100.9% | 1296.6217 | 0.069797 | 15.68% | 9.874% | 1.05% | 0.9974%
624 | 137218.4604 | 7174.8215 | 144393.2819 | 135611.5736 | 101.2% | 1606.8868 | 240.9455 | 0.062711 | 15.99% | 10.17% | 1.358% | 1.29% | 12067.6906 | 5805.3795 | 143023.8399 | 134282.7244 | 136554.0358 | -664.4246 | 101.7% | 2271.3114 | 0.049859 | 16.57% | 10.72% | 1.938% | 1.842%
625 | 132446.3379 | 7075.5375 | 139521.8754 | 131280.0503 | 100.9% | 1166.2876 | 298.9404 | 0.070527 | 15.65% | 9.843% | 1.018% | 0.9673% | 14451.6498 | 6067.472 | 138513.8099 | 129345.2595 | 131478.9425 | -967.3954 | 101.6% | 2133.683 | 0.050626 | 16.52% | 10.67% | 1.89% | 1.796%
626 | 136674.3711 | 4207.5534 | 140881.9245 | 135377.1961 | 101% | 1297.175 | 283.9759 | 0.068687 | 15.73% | 9.919% | 1.098% | 1.043% | 14166.4647 | 1544.5672 | 138218.9382 | 138146.9311 | 138218.9382 | 1544.5672 | 100.1% | 72.0072 | 0.098209 | 14.69% | 8.933% | 0.05924% | 0.05675%
627 | 126298.1627 | 6258.351 | 132556.5137 | 124218.2624 | 101.7% | 2079.9003 | 205.8636 | 0.050171 | 16.55% | 10.7% | 1.919% | 1.823% | 9490.0714 | 3451.0885 | 129749.2512 | 125399.5496 | 127479.4499 | 1181.2872 | 101.7% | 2079.9003 | 0.05046 | 16.53% | 10.68% | 1.901% | 1.806%
628 | 142098.8831 | 4029.2456 | 146128.1286 | 141640.765 | 100.3% | 458.1181 | 420.1316 | 0.088886 | 15% | 9.228% | 0.3703% | 0.3521% | 21790.5867 | 1000 | 143098.8831 | 141463.0525 | 142010.0268 | -88.8563 | 100.4% | 546.9743 | 0.086714 | 15.08% | 9.297% | 0.4427% | 0.421%
629 | 138486.5263 | 3800.7215 | 142287.2478 | 137557.4491 | 100.7% | 929.0772 | 344.6314 | 0.076791 | 15.41% | 9.612% | 0.7737% | 0.7354% | 17420.2826 | 1000 | 139486.5263 | 139040.342 | 139486.5263 | 1000 | 100.3% | 446.1843 | 0.088973 | 15% | 9.226% | 0.3673% | 0.3494%
630 | 134499.1695 | 5029.7766 | 139528.9462 | 132785.3395 | 101.3% | 1713.83 | 233.3699 | 0.059923 | 16.11% | 10.28% | 1.479% | 1.405% | 11456.6418 | 3499.4193 | 137998.5888 | 137271.639 | 137998.5888 | 3499.4193 | 100.5% | 726.9498 | 0.081803 | 15.24% | 9.453% | 0.6065% | 0.5766%
631 | 134976.5472 | 3878.62 | 138855.1672 | 133569.9697 | 101.1% | 1406.5775 | 263.6179 | 0.066187 | 15.84% | 10.02% | 1.207% | 1.147% | 12987.5142 | 3161.4173 | 138137.9646 | 133885.3973 | 135291.9748 | 315.4276 | 101.1% | 1406.5775 | 0.066252 | 15.84% | 10.02% | 1.204% | 1.144%
632 | 129584.1616 | 6537.9497 | 136122.1113 | 126836.7658 | 102.2% | 2747.3957 | 170.6308 | 0.041155 | 17.12% | 11.23% | 2.483% | 2.358% | 8070.5336 | 3582.5353 | 133166.6968 | 129042.8492 | 131790.245 | 2206.0834 | 102.1% | 2747.3957 | 0.041834 | 17.07% | 11.19% | 2.44% | 2.318%
633 | 145336.1027 | 1279.51 | 146615.6126 | 144475.9707 | 100.6% | 860.132 | 361.8091 | 0.079543 | 15.32% | 9.524% | 0.6819% | 0.6482% | 19193.1327 | 1000 | 146336.1027 | 144859.7078 | 145719.8398 | 383.7371 | 100.6% | 860.132 | 0.079597 | 15.31% | 9.523% | 0.6801% | 0.6465%
634 | 141190.8724 | 4344.3345 | 145535.2069 | 139361.9401 | 101.3% | 1828.9323 | 231.8126 | 0.059352 | 16.14% | 10.31% | 1.504% | 1.429% | 11946.384 | 5475.1863 | 146666.0587 | 138555.3001 | 140787.5524 | -403.32 | 101.6% | 2232.2523 | 0.051477 | 16.48% | 10.63% | 1.846% | 1.754%
635 | 136909.2555 | 3440.6761 | 140349.9316 | 135982.806 | 100.7% | 926.4495 | 343.3652 | 0.076589 | 15.41% | 9.618% | 0.7805% | 0.7418% | 17158.6052 | 4333.2526 | 141242.5081 | 135456.3375 | 136646.0212 | -263.2342 | 100.9% | 1189.6837 | 0.070794 | 15.64% | 9.832% | 1.006% | 0.9562%
636 | 136473.9357 | 3976.4984 | 140450.4341 | 134499.1976 | 101.5% | 1974.7381 | 220.6486 | 0.055243 | 16.32% | 10.47% | 1.683% | 1.599% | 10991.1668 | 1942.7024 | 138416.6381 | 133820.9388 | 136134.8063 | -339.1294 | 101.7% | 2313.8675 | 0.049168 | 16.61% | 10.76% | 1.982% | 1.883%
637 | 134625.8515 | 4314.9311 | 138940.7826 | 132424.3144 | 101.7% | 2201.5371 | 206.7216 | 0.05039 | 16.54% | 10.69% | 1.905% | 1.81% | 10157.9766 | 1000 | 135625.8515 | 129866.2059 | 133346.7972 | -1279.0542 | 102.7% | 3480.5913 | 0.032751 | 17.71% | 11.79% | 3.072% | 2.918%
638 | 131277.7558 | 4765.9201 | 136043.6759 | 130854.1843 | 100.3% | 423.5715 | 420.0718 | 0.088877 | 15% | 9.229% | 0.3705% | 0.3524% | 20128.3216 | 1000 | 132277.7558 | 130509.3804 | 131105.3538 | -172.402 | 100.5% | 595.9735 | 0.084308 | 15.16% | 9.373% | 0.523% | 0.4972%
639 | 139694.4485 | 4844.8942 | 144539.3427 | 139111.9953 | 100.4% | 582.4532 | 399.6938 | 0.085613 | 15.11% | 9.332% | 0.4794% | 0.4559% | 20379.7784 | 4198.9948 | 143893.4433 | 138124.5392 | 139200.7205 | -493.7281 | 100.8% | 1076.1813 | 0.073407 | 15.53% | 9.724% | 0.8926% | 0.8483%
640 | 133972.3619 | 6068.3853 | 140040.7472 | 132015.3749 | 101.5% | 1956.9869 | 219.6317 | 0.05487 | 16.33% | 10.49% | 1.699% | 1.614% | 10739.9716 | 5467.5241 | 139439.886 | 130432.7891 | 133181.0689 | -791.2929 | 102.1% | 2748.2799 | 0.042238 | 17.05% | 11.17% | 2.415% | 2.294%
641 | 136305.8806 | 5547.3324 | 141853.213 | 134385.5096 | 101.4% | 1920.371 | 223.4538 | 0.056277 | 16.27% | 10.43% | 1.638% | 1.556% | 11117.1953 | 2376.0915 | 138681.9721 | 130315.1474 | 134270.6995 | -2035.1811 | 103% | 3955.5521 | 0.028273 | 18.11% | 12.18% | 3.479% | 3.305%
642 | 137118.7228 | 4728.2318 | 141846.9546 | 135957.7794 | 100.9% | 1160.9434 | 306.3479 | 0.071436 | 15.61% | 9.806% | 0.9783% | 0.9297% | 15332.2 | 3756.8637 | 140875.5865 | 135359.3025 | 136819.4844 | -299.2384 | 101.1% | 1460.1818 | 0.06551 | 15.87% | 10.05% | 1.236% | 1.174%
643 | 127728.9179 | 8582.7605 | 136311.6784 | 125767.6553 | 101.6% | 1961.2627 | 214.1085 | 0.052839 | 16.42% | 10.57% | 1.787% | 1.698% | 9981.9652 | 4101.4961 | 131830.4141 | 125374.6804 | 127532.4305 | -196.4874 | 101.7% | 2157.7501 | 0.049316 | 16.61% | 10.75% | 1.972% | 1.874%
644 | 126945.4839 | 8371.9434 | 135317.4273 | 124495.0318 | 102% | 2450.452 | 184.8077 | 0.044782 | 16.89% | 11.02% | 2.256% | 2.143% | 8563.0825 | 4406.1771 | 131351.661 | 124713.693 | 127164.145 | 218.6612 | 102% | 2450.452 | 0.044845 | 16.89% | 11.02% | 2.252% | 2.139%
645 | 134127.9245 | 5369.2934 | 139497.2179 | 132699.831 | 101.1% | 1428.0936 | 258.663 | 0.065577 | 15.87% | 10.05% | 1.233% | 1.172% | 12663.2827 | 1173.4674 | 135301.3919 | 132607.3093 | 134081.6637 | -46.2608 | 101.1% | 1474.3544 | 0.064638 | 15.91% | 10.09% | 1.274% | 1.211%
646 | 143490.9162 | 2145.1163 | 145636.0325 | 141805.8833 | 101.2% | 1685.0329 | 240.7076 | 0.062623 | 15.99% | 10.17% | 1.362% | 1.294% | 12606.8636 | 1000 | 144490.9162 | 143488.3505 | 144490.9162 | 1000 | 100.7% | 1002.5657 | 0.075991 | 15.43% | 9.637% | 0.8004% | 0.7607%
647 | 140380.9918 | 2987.2604 | 143368.2522 | 139344.2906 | 100.7% | 1036.7011 | 329.9261 | 0.074435 | 15.49% | 9.686% | 0.8523% | 0.81% | 16905.1048 | 2573.1399 | 142954.1316 | 138878.0772 | 140147.885 | -233.1067 | 100.9% | 1269.8079 | 0.069843 | 15.68% | 9.872% | 1.048% | 0.9955%
648 | 140230.5736 | 6573.3081 | 146803.8817 | 136586.6932 | 102.7% | 3643.8803 | 134.6771 | 0.032906 | 17.69% | 11.78% | 3.058% | 2.905% | 6893.3327 | 5733.8617 | 145964.4353 | 139666.3257 | 143310.2061 | 3079.6325 | 102.6% | 3643.8803 | 0.033648 | 17.62% | 11.72% | 2.99% | 2.841%
649 | 133302.9476 | 6059.2249 | 139362.1725 | 130862.7648 | 101.9% | 2440.1828 | 192.2313 | 0.046682 | 16.77% | 10.91% | 2.137% | 2.03% | 9353.1253 | 3228.5096 | 136531.4572 | 130415.197 | 133079.1637 | -223.7839 | 102% | 2663.9667 | 0.043418 | 16.97% | 11.1% | 2.341% | 2.224%
650 | 136399.0406 | 3869.4763 | 140268.5169 | 134546.0557 | 101.4% | 1852.9849 | 227.1652 | 0.057642 | 16.21% | 10.38% | 1.578% | 1.499% | 11309.5658 | 1000 | 137399.0406 | 134770.1092 | 136623.0941 | 224.0535 | 101.4% | 1852.9849 | 0.057703 | 16.21% | 10.37% | 1.576% | 1.497%
651 | 130934.3261 | 4688.4661 | 135622.7921 | 127850.9899 | 102.4% | 3083.3362 | 153.0344 | 0.036652 | 17.4% | 11.5% | 2.764% | 2.626% | 7313.6693 | 4200.8302 | 135135.1562 | 126032.8924 | 130025.2773 | -909.0487 | 103.2% | 3992.3849 | 0.026604 | 18.26% | 12.33% | 3.631% | 3.449%
652 | 133555.7894 | 6259.3301 | 139815.1195 | 132041.8313 | 101.1% | 1513.9581 | 243.6885 | 0.063722 | 15.95% | 10.12% | 1.314% | 1.248% | 11879.2945 | 3416.6451 | 136972.4345 | 132844.3439 | 134358.302 | 802.5126 | 101.1% | 1513.9581 | 0.063904 | 15.94% | 10.12% | 1.306% | 1.241%
653 | 131416.0644 | 7201.2624 | 138617.3267 | 130258.8491 | 100.9% | 1157.2152 | 298.9404 | 0.070527 | 15.65% | 9.843% | 1.018% | 0.9673% | 14339.2333 | 3688.219 | 135104.2834 | 129575.4351 | 131074.3574 | -341.707 | 101.2% | 1498.9223 | 0.063452 | 15.96% | 10.14% | 1.326% | 1.259%
654 | 136000.5127 | 4082.9283 | 140083.441 | 134709.7333 | 101% | 1290.7794 | 283.9759 | 0.068687 | 15.73% | 9.919% | 1.098% | 1.043% | 14096.6184 | 3382.7223 | 139383.235 | 134698.789 | 135995.0406 | -5.4721 | 101% | 1296.2515 | 0.068578 | 15.74% | 9.924% | 1.103% | 1.048%
655 | 132324.6465 | 5821.4132 | 138146.0597 | 130409.8347 | 101.5% | 1914.8118 | 220.6387 | 0.055241 | 16.32% | 10.47% | 1.683% | 1.599% | 10656.515 | 3838.1615 | 136162.8079 | 127918.5058 | 131078.982 | -1245.6645 | 102.5% | 3160.4762 | 0.035569 | 17.47% | 11.57% | 2.832% | 2.69%
656 | 129071.898 | 8618.2835 | 137690.1815 | 127669.9134 | 101.1% | 1401.9846 | 253.9573 | 0.064999 | 15.89% | 10.07% | 1.258% | 1.196% | 11964.2427 | 4024.9487 | 133096.8467 | 127178.2813 | 128826.082 | -245.816 | 101.3% | 1647.8006 | 0.059792 | 16.12% | 10.29% | 1.485% | 1.411%
657 | 134006.4219 | 4466.8807 | 138473.3026 | 132740.5402 | 101% | 1265.8816 | 284.943 | 0.068807 | 15.73% | 9.914% | 1.093% | 1.038% | 13937.2295 | 3061.0388 | 137067.4606 | 134701.1026 | 135966.9842 | 1960.5623 | 100.9% | 1265.8816 | 0.069173 | 15.71% | 9.899% | 1.077% | 1.023%
658 | 131342.3953 | 7640.5634 | 138982.9587 | 128959.8136 | 101.8% | 2382.5817 | 193.4613 | 0.046996 | 16.75% | 10.89% | 2.117% | 2.012% | 9274.5319 | 3398.5098 | 134740.9051 | 126774.7715 | 130249.8743 | -1092.521 | 102.7% | 3475.1027 | 0.031982 | 17.78% | 11.86% | 3.142% | 2.984%
659 | 133366.9561 | 4191.3647 | 137558.3208 | 131977.152 | 101.1% | 1389.8041 | 263.6179 | 0.066187 | 15.84% | 10.02% | 1.207% | 1.147% | 12832.6385 | 1000 | 134366.9561 | 128503.1841 | 131629.9721 | -1736.984 | 102.4% | 3126.7881 | 0.036256 | 17.42% | 11.53% | 2.789% | 2.649%
660 | 132203.0306 | 7808.577 | 140011.6076 | 129266.0669 | 102.3% | 2936.9637 | 163.0439 | 0.039212 | 17.24% | 11.35% | 2.604% | 2.474% | 7867.5376 | 4745.035 | 136948.0656 | 128712.4753 | 131926.2348 | -276.7958 | 102.5% | 3213.7595 | 0.03509 | 17.5% | 11.59% | 2.862% | 2.718%
661 | 126446.3628 | 7818.832 | 134265.1948 | 123588.0054 | 102.3% | 2858.3574 | 160.1128 | 0.038465 | 17.28% | 11.39% | 2.651% | 2.518% | 7389.6744 | 1000 | 127446.3628 | 127145.0069 | 127446.3628 | 1000 | 100.2% | 301.3559 | 0.091856 | 14.9% | 9.134% | 0.2712% | 0.2581%
662 | 134033.8341 | 5195.1098 | 139228.9439 | 131348.2071 | 102% | 2685.627 | 179.3339 | 0.043382 | 16.98% | 11.1% | 2.343% | 2.226% | 8773.4361 | 3530.3692 | 137564.2033 | 131943.7445 | 134629.3715 | 595.5374 | 102% | 2685.627 | 0.043551 | 16.97% | 11.09% | 2.333% | 2.216%
663 | 134688.2493 | 5804.5904 | 140492.8398 | 132261.567 | 101.8% | 2426.6824 | 194.3786 | 0.047231 | 16.74% | 10.87% | 2.103% | 1.998% | 9555.8851 | 2000.3269 | 136688.5763 | 130551.1862 | 133833.059 | -855.1904 | 102.5% | 3281.8727 | 0.034847 | 17.51% | 11.61% | 2.881% | 2.737%
664 | 125945.7762 | 6344.5037 | 132290.2799 | 122778.1916 | 102.6% | 3167.5846 | 140.9711 | 0.034014 | 17.59% | 11.69% | 2.957% | 2.809% | 6480.469 | 3916.0266 | 129861.8028 | 123776.8388 | 126944.4235 | 998.6473 | 102.6% | 3167.5846 | 0.034277 | 17.57% | 11.66% | 2.933% | 2.786%
665 | 127249.9411 | 4078.5238 | 131328.4648 | 124329.5307 | 102.3% | 2920.4104 | 157.5294 | 0.037802 | 17.33% | 11.43% | 2.692% | 2.557% | 7316.6478 | 4042.6368 | 131292.5779 | 124819.9045 | 127740.3149 | 490.3739 | 102.3% | 2920.4104 | 0.037971 | 17.31% | 11.42% | 2.682% | 2.547%
666 | 126565.1801 | 4899.2973 | 131464.4774 | 125945.6768 | 100.5% | 619.5033 | 384.0016 | 0.083098 | 15.2% | 9.412% | 0.5633% | 0.5355% | 17739.4486 | 3123.1244 | 129688.3044 | 125677.8937 | 126431.2885 | -133.8915 | 100.6% | 753.3949 | 0.079401 | 15.32% | 9.529% | 0.6867% | 0.6527%
667 | 133332.0426 | 7889.47 | 141221.5126 | 132093.4502 | 100.9% | 1238.5924 | 288.3726 | 0.069228 | 15.71% | 9.897% | 1.074% | 1.021% | 14033.9951 | 5776.3682 | 139108.4108 | 129830.0273 | 132200.3311 | -1131.7115 | 101.8% | 2370.3039 | 0.047397 | 16.73% | 10.86% | 2.092% | 1.988%
668 | 131584.2159 | 6580.9708 | 138165.1867 | 129662.1135 | 101.5% | 1922.1024 | 219.6317 | 0.05487 | 16.33% | 10.49% | 1.699% | 1.614% | 10548.5245 | 2179.6878 | 133763.9037 | 131170.7228 | 133092.8252 | 1508.6093 | 101.5% | 1922.1024 | 0.055319 | 16.31% | 10.47% | 1.679% | 1.595%
669 | 132752.2303 | 4224.9301 | 136977.1604 | 131317.8251 | 101.1% | 1434.4052 | 255.2035 | 0.065152 | 15.88% | 10.07% | 1.252% | 1.189% | 12365.7734 | 4708.8093 | 137461.0396 | 133408.3267 | 134842.7319 | 2090.5016 | 101.1% | 1434.4052 | 0.065603 | 15.87% | 10.05% | 1.232% | 1.171%
670 | 136448.6842 | 3898.5338 | 140347.2181 | 135424.1657 | 100.8% | 1024.5185 | 327.2343 | 0.074004 | 15.5% | 9.7% | 0.8667% | 0.8237% | 16297.5021 | 4337.8345 | 140786.5187 | 132378.5549 | 134925.8788 | -1522.8054 | 101.9% | 2547.3239 | 0.045589 | 16.84% | 10.97% | 2.205% | 2.095%
671 | 134000.1561 | 3251.9413 | 137252.0974 | 133101.1771 | 100.7% | 898.9791 | 344.6314 | 0.076791 | 15.41% | 9.612% | 0.7737% | 0.7354% | 16855.9401 | 1853.7326 | 135853.8887 | 133575.7721 | 134474.7512 | 474.5951 | 100.7% | 898.9791 | 0.076874 | 15.4% | 9.609% | 0.771% | 0.7327%
672 | 125476.9951 | 4695.1871 | 130172.1822 | 123878.1284 | 101.3% | 1598.8667 | 233.3699 | 0.059923 | 16.11% | 10.28% | 1.479% | 1.405% | 10688.1328 | 6054.9158 | 131531.9109 | 121342.3043 | 124209.083 | -1267.9121 | 102.4% | 2866.7787 | 0.037552 | 17.34% | 11.45% | 2.708% | 2.572%
673 | 128705.7444 | 8990.0249 | 137695.7693 | 127116.2553 | 101.3% | 1589.4891 | 236.2511 | 0.060984 | 16.07% | 10.24% | 1.433% | 1.361% | 11098.5111 | 4405.3937 | 133111.138 | 126349.568 | 128322.4007 | -383.3436 | 101.6% | 1972.8327 | 0.052787 | 16.42% | 10.58% | 1.789% | 1.7%
674 | 128347.7364 | 7859.4873 | 136207.2237 | 125496.4202 | 102.3% | 2851.3162 | 163.0439 | 0.039212 | 17.24% | 11.35% | 2.604% | 2.474% | 7638.1051 | 1676.5373 | 130024.2737 | 124264.8907 | 127731.9717 | -615.7647 | 102.8% | 3467.081 | 0.031365 | 17.83% | 11.91% | 3.198% | 3.038%
675 | 134682.4555 | 4144.0756 | 138826.531 | 133231.5844 | 101.1% | 1450.8711 | 255.9213 | 0.06524 | 15.88% | 10.06% | 1.248% | 1.186% | 12580.8596 | 1230.2886 | 135912.7441 | 130938.5541 | 133535.9403 | -1146.5152 | 102% | 2597.3862 | 0.0445 | 16.91% | 11.04% | 2.273% | 2.16%
676 | 139458.8506 | 1854.8223 | 141313.6729 | 138663.6945 | 100.6% | 795.1561 | 366.5048 | 0.080295 | 15.29% | 9.501% | 0.6568% | 0.6243% | 18656.0043 | 2143.7463 | 141602.5969 | 137820.2959 | 139037.1513 | -421.6993 | 100.9% | 1216.8554 | 0.070671 | 15.64% | 9.837% | 1.012% | 0.9613%
677 | 126307.6402 | 5741.2564 | 132048.8965 | 123527.8297 | 102.3% | 2779.8105 | 164.5936 | 0.03961 | 17.21% | 11.33% | 2.579% | 2.45% | 7588.1433 | 3189.6985 | 129497.3387 | 120762.9892 | 124925.2199 | -1382.4202 | 103.4% | 4162.2308 | 0.023337 | 18.58% | 12.63% | 3.95% | 3.753%
678 | 137131.092 | 4897.539 | 142028.631 | 134563.6447 | 101.9% | 2567.4473 | 189.1289 | 0.045888 | 16.82% | 10.95% | 2.187% | 2.077% | 9466.4414 | 5358.9215 | 142490.0135 | 134385.8351 | 137042.1872 | -88.9048 | 102% | 2656.3521 | 0.044629 | 16.9% | 11.03% | 2.265% | 2.152%
679 | 133700.5346 | 4285.2735 | 137985.8081 | 130602.8285 | 102.4% | 3097.7061 | 155.8866 | 0.037382 | 17.35% | 11.46% | 2.718% | 2.582% | 7607.3731 | 3275.3974 | 136975.932 | 136057.1072 | 136975.932 | 3275.3974 | 100.7% | 918.8248 | 0.076794 | 15.41% | 9.611% | 0.7736% | 0.7353%
680 | 128331.3182 | 6548.1547 | 134879.4728 | 126876.5834 | 101.1% | 1454.7347 | 243.6885 | 0.063722 | 15.95% | 10.12% | 1.314% | 1.248% | 11414.597 | 1815.8175 | 130147.1356 | 126701.2795 | 128243.6662 | -87.652 | 101.2% | 1542.3867 | 0.061856 | 16.03% | 10.2% | 1.395% | 1.325%
681 | 130328.9838 | 7864.5153 | 138193.4991 | 129084.5458 | 101% | 1244.438 | 282.7198 | 0.068533 | 15.74% | 9.926% | 1.105% | 1.05% | 13449.0011 | 3059.5805 | 133388.5643 | 128083.0098 | 129828.2158 | -500.768 | 101.4% | 1745.206 | 0.058028 | 16.19% | 10.36% | 1.561% | 1.484%
682 | 129428.7187 | 5313.8129 | 134742.5316 | 127900.4129 | 101.2% | 1528.3058 | 240.229 | 0.062447 | 16% | 10.18% | 1.369% | 1.301% | 11348.7761 | 1004.092 | 130432.8107 | 125796.7773 | 128376.9009 | -1051.8178 | 102.1% | 2580.1236 | 0.043265 | 16.98% | 11.11% | 2.351% | 2.233%
683 | 138374.9001 | 4089.0851 | 142463.9852 | 136879.7412 | 101.1% | 1495.1589 | 255.2035 | 0.065152 | 15.88% | 10.07% | 1.252% | 1.189% | 12889.5209 | 2374.6209 | 140749.521 | 139673.4895 | 140749.521 | 2374.6209 | 100.8% | 1076.0315 | 0.073638 | 15.52% | 9.715% | 0.8826% | 0.8388%
684 | 137629.6172 | 5997.4702 | 143627.0874 | 136286.7469 | 101% | 1342.8702 | 278.1536 | 0.067972 | 15.76% | 9.949% | 1.129% | 1.073% | 13972.9957 | 3471.478 | 141101.0952 | 137754.0286 | 139096.8988 | 1467.2817 | 101% | 1342.8702 | 0.068249 | 15.75% | 9.938% | 1.117% | 1.061%
685 | 128553.7992 | 4804.9865 | 133358.7857 | 127156.4274 | 101.1% | 1397.3718 | 253.7778 | 0.064977 | 15.89% | 10.07% | 1.259% | 1.196% | 11907.7975 | 1000 | 129553.7992 | 130078.5557 | 129553.7992 | 1000 | 99.6% | -524.7565 | 0.11817 | 14.17% | 8.437% | -0.463% | -0.4392%
686 | 136278.5898 | 3806.6645 | 140085.2543 | 134948.4 | 101% | 1330.1897 | 278.0739 | 0.067962 | 15.76% | 9.949% | 1.129% | 1.073% | 13831.864 | 5102.5037 | 141381.0934 | 136211.053 | 137541.2427 | 1262.6529 | 101% | 1330.1897 | 0.068203 | 15.75% | 9.939% | 1.119% | 1.063%
687 | 131361.4565 | 8206.139 | 139567.5955 | 129887.5932 | 101.1% | 1473.8633 | 246.1111 | 0.064034 | 15.93% | 10.11% | 1.3% | 1.235% | 11800.2743 | 4157.5164 | 135518.9729 | 128956.3358 | 130895.8278 | -465.6287 | 101.5% | 1939.492 | 0.0543 | 16.36% | 10.51% | 1.724% | 1.637%
688 | 126113.5271 | 8147.4197 | 134260.9468 | 123160.8165 | 102.4% | 2952.7106 | 154.0513 | 0.036913 | 17.38% | 11.49% | 2.748% | 2.61% | 7091.201 | 5631.3091 | 131744.8362 | 124656.9759 | 127609.6864 | 1496.1593 | 102.4% | 2952.7106 | 0.03744 | 17.35% | 11.46% | 2.715% | 2.579%
689 | 133783.1559 | 5185.3936 | 138968.5496 | 132022.5607 | 101.3% | 1760.5952 | 230.2937 | 0.058793 | 16.16% | 10.33% | 1.528% | 1.452% | 11245.4367 | 3067.6244 | 136850.7804 | 135769.8974 | 136850.7804 | 3067.6244 | 100.8% | 1080.883 | 0.07296 | 15.55% | 9.743% | 0.9121% | 0.8668%
690 | 135370.5711 | 2911.5345 | 138282.1056 | 134304.3238 | 100.8% | 1066.2473 | 319.2087 | 0.073018 | 15.54% | 9.741% | 0.9096% | 0.8644% | 15772.1857 | 2687.7373 | 138058.3084 | 132142.173 | 134289.4957 | -1081.0754 | 101.6% | 2147.3227 | 0.05111 | 16.5% | 10.65% | 1.862% | 1.769%
691 | 136956.8311 | 6225.3105 | 143182.1416 | 133972.5096 | 102.2% | 2984.3215 | 166.2268 | 0.040028 | 17.19% | 11.3% | 2.553% | 2.425% | 8309.5501 | 1490.5354 | 138447.3666 | 135221.9265 | 138206.2479 | 1249.4168 | 102.2% | 2984.3215 | 0.040405 | 17.16% | 11.28% | 2.529% | 2.403%
692 | 135362.6478 | 2016.5255 | 137379.1733 | 134326.6703 | 100.8% | 1035.9775 | 324.0739 | 0.073615 | 15.52% | 9.716% | 0.8836% | 0.8397% | 16011.6391 | 1000 | 136362.6478 | 134416.5951 | 135452.5726 | 89.9248 | 100.8% | 1035.9775 | 0.073629 | 15.52% | 9.715% | 0.883% | 0.8391%
693 | 134944.5 | 4606.008 | 139550.5079 | 131766.7293 | 102.4% | 3177.7707 | 153.0344 | 0.036652 | 17.4% | 11.5% | 2.764% | 2.626% | 7537.6677 | 1198.0377 | 136142.5377 | 131898.8281 | 135076.5988 | 132.0988 | 102.4% | 3177.7707 | 0.036696 | 17.39% | 11.5% | 2.761% | 2.623%
694 | 141116.2654 | 4522.9572 | 145639.2226 | 141843.111 | 99.49% | -726.8456 | 489.5105 | 0.12354 | 14.05% | 8.318% | -0.5879% | -0.5579% | 25213.4333 | 1000 | 142116.2654 | 142507.3321 | 142116.2654 | 1000 | 99.73% | -391.0667 | 0.11181 | 14.32% | 8.577% | -0.3151% | -0.2988%
695 | 126133.689 | 6698.6807 | 132832.3697 | 125022.989 | 100.9% | 1110.7 | 298.9404 | 0.070527 | 15.65% | 9.843% | 1.018% | 0.9673% | 13762.8562 | 2094.3372 | 128228.0262 | 127056.1037 | 128166.8038 | 2033.1147 | 100.9% | 1110.7 | 0.070902 | 15.63% | 9.828% | 1.002% | 0.9518%
696 | 135392.8989 | 5079.43 | 140472.3288 | 133964.2322 | 101.1% | 1428.6667 | 260.7466 | 0.065834 | 15.86% | 10.04% | 1.222% | 1.161% | 12885.6825 | 4095.2987 | 139488.1976 | 134156.4273 | 135585.094 | 192.1951 | 101.1% | 1428.6667 | 0.065874 | 15.85% | 10.04% | 1.22% | 1.159%
697 | 128492.2207 | 3239.1935 | 131731.4142 | 127650.4989 | 100.7% | 841.7218 | 348.0709 | 0.077342 | 15.39% | 9.594% | 0.7554% | 0.7179% | 16324.4074 | 2511.8822 | 131004.1029 | 127642.0208 | 128487.9816 | -4.2391 | 100.7% | 845.9608 | 0.077226 | 15.39% | 9.598% | 0.7592% | 0.7216%
698 | 128328.2848 | 10229.2744 | 138557.5591 | 126853.1253 | 101.2% | 1475.1595 | 242.5221 | 0.063292 | 15.97% | 10.14% | 1.333% | 1.266% | 11359.6909 | 7670.2871 | 135998.5718 | 124989.8114 | 127396.6278 | -931.657 | 101.9% | 2406.8164 | 0.045565 | 16.84% | 10.97% | 2.207% | 2.097%
699 | 132733.5914 | 6749.1657 | 139482.757 | 131024.0651 | 101.3% | 1709.5263 | 232.3586 | 0.059552 | 16.13% | 10.3% | 1.495% | 1.421% | 11257.253 | 2757.6716 | 135491.263 | 131665.7056 | 133375.2319 | 641.6405 | 101.3% | 1709.5263 | 0.05972 | 16.12% | 10.29% | 1.488% | 1.414%
700 | 134170.7481 | 6732.1987 | 140902.9468 | 132070.1883 | 101.6% | 2100.5598 | 211.8853 | 0.05202 | 16.46% | 10.61% | 1.823% | 1.732% | 10376.5147 | 2541.6389 | 136712.387 | 131536.5581 | 133903.933 | -266.8151 | 101.8% | 2367.3749 | 0.047872 | 16.7% | 10.84% | 2.063% | 1.96%
701 | 136127.5233 | 4454.1571 | 140581.6804 | 134708.9516 | 101.1% | 1418.5717 | 263.6179 | 0.066187 | 15.84% | 10.02% | 1.207% | 1.147% | 13098.2618 | 5693.1015 | 141820.6248 | 138617.4032 | 140035.9749 | 3908.4517 | 101% | 1418.5717 | 0.066969 | 15.81% | 9.99% | 1.173% | 1.114%
702 | 134198.6941 | 7838.5854 | 142037.2794 | 131217.3956 | 102.3% | 2981.2985 | 163.0439 | 0.039212 | 17.24% | 11.35% | 2.604% | 2.474% | 7986.3015 | 6789.7563 | 140988.4504 | 133882.1254 | 136863.4239 | 2664.7298 | 102.2% | 2981.2985 | 0.040042 | 17.19% | 11.3% | 2.552% | 2.424%
703 | 135386.1727 | 4895.424 | 140281.5967 | 133917.5821 | 101.1% | 1468.5906 | 254.2763 | 0.065038 | 15.89% | 10.07% | 1.257% | 1.194% | 12565.3057 | 1000 | 136386.1727 | 134436.17 | 135904.7606 | 518.5878 | 101.1% | 1468.5906 | 0.065149 | 15.89% | 10.07% | 1.252% | 1.189%
704 | 137348.7155 | 4575.9947 | 141924.7102 | 135215.2908 | 101.6% | 2133.4247 | 212.7925 | 0.052355 | 16.44% | 10.59% | 1.808% | 1.718% | 10667.7747 | 1000 | 138348.7155 | 134265.7342 | 136873.9372 | -474.7783 | 101.9% | 2608.203 | 0.045254 | 16.86% | 10.99% | 2.226% | 2.115%
705 | 136657.28 | 5156.1517 | 141813.4316 | 134195.1215 | 101.8% | 2462.1584 | 194.3786 | 0.047231 | 16.74% | 10.87% | 2.103% | 1.998% | 9695.5843 | 1000 | 137657.28 | 130326.8791 | 134723.1587 | -1934.1212 | 103.4% | 4396.2797 | 0.024013 | 18.5% | 12.55% | 3.866% | 3.673%
706 | 137319.1299 | 3895.5782 | 141214.708 | 135761.7571 | 101.1% | 1557.3728 | 243.653 | 0.063707 | 15.95% | 10.13% | 1.314% | 1.249% | 12212.2511 | 1000 | 138319.1299 | 134738.5763 | 136807.5395 | -511.5904 | 101.5% | 2068.9632 | 0.053469 | 16.39% | 10.55% | 1.76% | 1.672%
707 | 133260.0033 | 2530.2532 | 135790.2566 | 133923.814 | 99.5% | -663.8107 | 489.5105 | 0.12271 | 14.06% | 8.337% | -0.5687% | -0.5397% | 23809.7444 | 1000 | 134260.0033 | 136906.6959 | 134260.0033 | 1000 | 98.07% | -2646.6925 | 0.21029 | 12.42% | 6.771% | -2.217% | -2.105%
708 | 136059.9209 | 4360.8949 | 140420.8158 | 137310.2958 | 99.09% | -1250.3749 | 489.5105 | 0.14316 | 13.59% | 7.885% | -1.044% | -0.9914% | 24310.0095 | 1395.7341 | 137455.655 | 136647.5777 | 135728.5619 | -331.3591 | 99.33% | -919.0158 | 0.13143 | 13.86% | 8.144% | -0.7715% | -0.7322%
709 | 131824.6775 | 6062.3908 | 137887.0683 | 130925.6686 | 100.7% | 899.0089 | 342.2187 | 0.076405 | 15.42% | 9.624% | 0.7866% | 0.7476% | 16466.1981 | 2519.9395 | 134344.617 | 133420.2782 | 134319.2872 | 2494.6096 | 100.7% | 899.0089 | 0.076846 | 15.41% | 9.61% | 0.7719% | 0.7336%
710 | 132506.6195 | 2944.4728 | 135451.0923 | 131749.5286 | 100.6% | 757.0909 | 366.2456 | 0.080254 | 15.29% | 9.502% | 0.6582% | 0.6257% | 17713.438 | 3472.0609 | 135978.6804 | 126818.3659 | 130041.0382 | -2465.5814 | 102.5% | 3222.6722 | 0.034503 | 17.55% | 11.64% | 2.913% | 2.767%
711 | 132679.6238 | 5855.0944 | 138534.7181 | 130759.6753 | 101.5% | 1919.9485 | 220.6387 | 0.055241 | 16.32% | 10.47% | 1.683% | 1.599% | 10685.1025 | 1936.1041 | 134615.7278 | 125313.3754 | 129956.4738 | -2723.1499 | 103.7% | 4643.0984 | 0.020966 | 18.88% | 12.91% | 4.247% | 4.034%
712 | 132195.2558 | 7033.1236 | 139228.3794 | 130822.9442 | 101% | 1372.3116 | 264.4952 | 0.066294 | 15.84% | 10.02% | 1.202% | 1.142% | 12762.2292 | 6495.727 | 138690.9828 | 131731.5184 | 133103.8301 | 908.5742 | 101% | 1372.3116 | 0.066485 | 15.83% | 10.01% | 1.194% | 1.134%
713 | 133979.6938 | 3920.7484 | 137900.4423 | 132717.0113 | 101% | 1262.6826 | 285.4315 | 0.068866 | 15.72% | 9.912% | 1.09% | 1.036% | 13958.3393 | 3966.2564 | 137945.9502 | 133202.7831 | 134465.4657 | 485.7718 | 100.9% | 1262.6826 | 0.068958 | 15.72% | 9.908% | 1.086% | 1.032%
714 | 144298.541 | 788.5166 | 145087.0576 | 145379.3176 | 99.26% | -1080.7766 | 489.5105 | 0.13492 | 13.78% | 8.067% | -0.8527% | -0.8094% | 25782.0148 | 3190.2754 | 147488.8164 | 146511.8105 | 146511.8105 | 2213.2695 | 100% | 0 | 0.1 | 14.63% | 8.876% | -0.0005144% | 0%
715 | 132674.4082 | 5929.5825 | 138603.9907 | 131244.2375 | 101.1% | 1430.1707 | 255.7618 | 0.065221 | 15.88% | 10.06% | 1.249% | 1.186% | 12385.5607 | 4400.7024 | 137075.1106 | 129667.9274 | 131886.2531 | -788.1551 | 101.7% | 2218.3257 | 0.049504 | 16.59% | 10.74% | 1.961% | 1.863%
716 | 139400.1891 | 1364.32 | 140764.5091 | 137908.7953 | 101.1% | 1491.3938 | 257.5364 | 0.065439 | 15.87% | 10.05% | 1.239% | 1.177% | 13103.7264 | 1000 | 140400.1891 | 138124.9303 | 139616.3241 | 216.135 | 101.1% | 1491.3938 | 0.065483 | 15.87% | 10.05% | 1.237% | 1.176%
717 | 143627.1666 | 2630.8243 | 146257.9909 | 142566.4928 | 100.7% | 1060.6738 | 329.9261 | 0.074435 | 15.49% | 9.686% | 0.8523% | 0.81% | 17296.019 | 3271.9404 | 146899.107 | 141298.5063 | 142993.1734 | -633.9932 | 101.2% | 1694.6671 | 0.06233 | 16.01% | 10.18% | 1.374% | 1.306%
718 | 144722.6446 | 1572.0055 | 146294.6501 | 143897.4758 | 100.6% | 825.1688 | 366.5048 | 0.080295 | 15.29% | 9.501% | 0.6568% | 0.6243% | 19360.1645 | 1506.9512 | 146229.5958 | 141629.6037 | 143588.7085 | -1133.936 | 101.4% | 1959.1049 | 0.057483 | 16.22% | 10.38% | 1.585% | 1.506%
719 | 142776.9937 | 4261.9998 | 147038.9935 | 141472.5485 | 100.9% | 1304.4451 | 291.7224 | 0.06964 | 15.69% | 9.88% | 1.056% | 1.004% | 15202.7033 | 1172.7064 | 143949.7 | 142015.16 | 143319.6051 | 542.6114 | 100.9% | 1304.4451 | 0.069733 | 15.69% | 9.876% | 1.052% | 1%
720 | 137713.1858 | 4918.3281 | 142631.5138 | 135552.2474 | 101.6% | 2160.9384 | 211.6171 | 0.051923 | 16.46% | 10.61% | 1.827% | 1.736% | 10637.0011 | 3862.7944 | 141575.9802 | 135551.8397 | 137712.9819 | -0.20384 | 101.6% | 2161.1422 | 0.051919 | 16.46% | 10.61% | 1.827% | 1.736%
721 | 140360.6386 | 5433.315 | 145793.9537 | 136545.0406 | 102.8% | 3815.598 | 125.6065 | 0.031311 | 17.84% | 11.92% | 3.203% | 3.042% | 6435.0271 | 3960.1903 | 144320.8289 | 136783.7211 | 140599.3191 | 238.6804 | 102.8% | 3815.598 | 0.031372 | 17.83% | 11.91% | 3.197% | 3.037%
722 | 141216.5293 | 4526.1708 | 145742.7001 | 141261.3435 | 99.97% | -44.8142 | 489.5105 | 0.10109 | 14.6% | 8.842% | -0.03688% | -0.03454% | 25231.3476 | 5321.7639 | 146538.2932 | 142472.0838 | 142472.0838 | 1255.5545 | 100% | 0 | 0.1 | 14.63% | 8.876% | -0.0005144% | 0%
723 | 134188.8955 | 5155.1373 | 139344.0328 | 133412.5288 | 100.6% | 776.3667 | 364.6804 | 0.080004 | 15.3% | 9.51% | 0.6666% | 0.6336% | 17861.6604 | 4191.8286 | 138380.7241 | 135298.5039 | 136074.8706 | 1885.9751 | 100.6% | 776.3667 | 0.080282 | 15.29% | 9.501% | 0.6573% | 0.6248%
724 | 129789.9049 | 6361.8822 | 136151.7871 | 127894.0128 | 101.5% | 1895.8922 | 219.6317 | 0.05487 | 16.33% | 10.49% | 1.699% | 1.614% | 10404.6825 | 3837.125 | 133627.0299 | 125110.6385 | 128398.2178 | -1391.6871 | 102.6% | 3287.5793 | 0.033412 | 17.65% | 11.74% | 3.012% | 2.861%
725 | 129800.3526 | 3931.162 | 133731.5147 | 128397.8428 | 101.1% | 1402.5098 | 255.2035 | 0.065152 | 15.88% | 10.07% | 1.252% | 1.189% | 12090.8081 | 1069.256 | 130869.6087 | 128349.0916 | 129775.977 | -24.3756 | 101.1% | 1426.8854 | 0.06464 | 15.91% | 10.09% | 1.274% | 1.21%
726 | 124359.7722 | 9512.7334 | 133872.5056 | 122977.6336 | 101.1% | 1382.1386 | 248.4241 | 0.06432 | 15.92% | 10.1% | 1.288% | 1.224% | 11276.2974 | 5186.3536 | 129546.1258 | 124107.9474 | 125490.086 | 1130.3138 | 101.1% | 1382.1386 | 0.064589 | 15.91% | 10.09% | 1.276% | 1.213%
727 | 134841.7371 | 7571.3476 | 142413.0847 | 133012.2121 | 101.4% | 1829.525 | 227.2884 | 0.057688 | 16.21% | 10.37% | 1.576% | 1.498% | 11186.5073 | 6814.6342 | 141656.3713 | 133511.6355 | 135341.1605 | 499.4234 | 101.4% | 1829.525 | 0.057824 | 16.2% | 10.37% | 1.57% | 1.492%
728 | 128269.3762 | 8198.2761 | 136467.6523 | 125793.3688 | 102% | 2476.0074 | 184.8077 | 0.044782 | 16.89% | 11.02% | 2.256% | 2.143% | 8652.3854 | 5652.3046 | 133921.6808 | 126270.5239 | 128746.5313 | 477.1551 | 102% | 2476.0074 | 0.044918 | 16.88% | 11.01% | 2.247% | 2.135%
729 | 140560.2804 | 2389.0405 | 142949.3209 | 139599.6272 | 100.7% | 960.6532 | 341.8997 | 0.076354 | 15.42% | 9.625% | 0.7883% | 0.7492% | 17540.9932 | 2951.197 | 143511.4774 | 144819.1915 | 143511.4774 | 2951.197 | 99.1% | -1307.7141 | 0.14279 | 13.6% | 7.893% | -1.036% | -0.9831%
730 | 136232.2656 | 3565.7182 | 139797.9838 | 133981.2855 | 101.7% | 2250.9801 | 205.4648 | 0.050067 | 16.56% | 10.71% | 1.925% | 1.829% | 10216.6924 | 1000 | 137232.2656 | 133685.5808 | 136084.4133 | -147.8523 | 101.8% | 2398.8324 | 0.047971 | 16.69% | 10.83% | 2.056% | 1.954%
731 | 131627.2132 | 5101.83 | 136729.0431 | 129665.9052 | 101.5% | 1961.308 | 217.4639 | 0.054074 | 16.37% | 10.52% | 1.733% | 1.647% | 10447.8233 | 3437.2248 | 135064.4379 | 128601.9561 | 131095.2386 | -531.9745 | 101.9% | 2493.2825 | 0.045324 | 16.86% | 10.99% | 2.222% | 2.111%
732 | 132254.1364 | 6454.2566 | 138708.393 | 128640.0021 | 102.8% | 3614.1343 | 124.5211 | 0.03112 | 17.85% | 11.94% | 3.22% | 3.059% | 6010.9778 | 1150.8805 | 133405.0169 | 126724.307 | 131296.2888 | -957.8476 | 103.6% | 4571.9819 | 0.021859 | 18.77% | 12.8% | 4.135% | 3.928%
733 | 133378.2727 | 4984.0943 | 138362.367 | 132028.946 | 101% | 1349.3267 | 270.2876 | 0.067006 | 15.8% | 9.989% | 1.171% | 1.113% | 13158.4292 | 3159.527 | 136537.7997 | 134288.1503 | 135637.477 | 2259.2043 | 101% | 1349.3267 | 0.067459 | 15.78% | 9.97% | 1.151% | 1.094%
734 | 140326.7847 | 1962.6124 | 142289.3971 | 139429.0611 | 100.6% | 897.7237 | 351.4008 | 0.077876 | 15.37% | 9.577% | 0.7376% | 0.701% | 17998.4935 | 1000 | 141326.7847 | 141126.4697 | 141326.7847 | 1000 | 100.1% | 200.315 | 0.095123 | 14.8% | 9.031% | 0.1622% | 0.1545%
735 | 135667.958 | 2758.0317 | 138425.9897 | 135290.6994 | 100.3% | 377.2586 | 429.6926 | 0.090418 | 14.95% | 9.18% | 0.3191% | 0.3036% | 21277.8616 | 1000 | 136667.958 | 132000.9332 | 134023.0749 | -1644.8831 | 101.5% | 2022.1417 | 0.053564 | 16.39% | 10.54% | 1.756% | 1.668%
736 | 131072.2856 | 5957.8312 | 137030.1167 | 129698.2951 | 101.1% | 1373.9904 | 262.272 | 0.06602 | 15.85% | 10.03% | 1.214% | 1.153% | 12547.4542 | 3392.4161 | 134464.7017 | 127192.9652 | 129819.6206 | -1252.665 | 102.1% | 2626.6554 | 0.043007 | 17% | 11.12% | 2.367% | 2.248%
737 | 127723.9476 | 9857.2458 | 137581.1934 | 126343.0035 | 101.1% | 1380.9441 | 255.0539 | 0.065134 | 15.89% | 10.07% | 1.252% | 1.19% | 11890.4208 | 5295.9933 | 133019.9409 | 122302.1741 | 125703.5329 | -2020.4147 | 102.8% | 3401.3588 | 0.031478 | 17.82% | 11.9% | 3.188% | 3.028%
738 | 140507.587 | 3020.9 | 143528.487 | 140230.2711 | 100.2% | 277.316 | 447.0896 | 0.093205 | 14.86% | 9.092% | 0.2262% | 0.2153% | 22929.1115 | 2881.7525 | 143389.3395 | 133740.847 | 137262.875 | -3244.712 | 102.6% | 3522.028 | 0.033339 | 17.65% | 11.74% | 3.018% | 2.867%
739 | 136314.6378 | 4787.9923 | 141102.6301 | 134602.9614 | 101.3% | 1711.6764 | 234.7258 | 0.060425 | 16.09% | 10.26% | 1.457% | 1.385% | 11678.7447 | 1590.2575 | 137904.8954 | 135665.5618 | 137377.2382 | 1062.6004 | 101.3% | 1711.6764 | 0.060687 | 16.08% | 10.25% | 1.446% | 1.374%
740 | 135711.087 | 3877.4596 | 139588.5466 | 135071.8865 | 100.5% | 639.2005 | 387.9994 | 0.083739 | 15.18% | 9.391% | 0.542% | 0.5152% | 19219.3752 | 1000 | 136711.087 | 133090.1012 | 134720.1944 | -990.8927 | 101.2% | 1630.0931 | 0.06166 | 16.04% | 10.21% | 1.404% | 1.334%
741 | 134991.317 | 4325.7899 | 139317.1069 | 133719.1004 | 101% | 1272.2166 | 285.4315 | 0.068866 | 15.72% | 9.912% | 1.09% | 1.036% | 14063.7327 | 3432.3175 | 138423.6345 | 139929.9022 | 138423.6345 | 3432.3175 | 98.92% | -1506.2678 | 0.15275 | 13.4% | 7.704% | -1.234% | -1.172%
742 | 124553.428 | 7217.6026 | 131771.0306 | 122293.9997 | 101.8% | 2259.4283 | 193.4613 | 0.046996 | 16.75% | 10.89% | 2.117% | 2.012% | 8795.1399 | 2089.4222 | 126642.8502 | 121825.8201 | 124319.3382 | -234.0898 | 102% | 2493.5181 | 0.043343 | 16.98% | 11.1% | 2.346% | 2.228%
743 | 132761.616 | 4845.3962 | 137607.0122 | 131362.6211 | 101.1% | 1398.9948 | 261.0656 | 0.065872 | 15.85% | 10.04% | 1.22% | 1.16% | 12650.7163 | 2519.2695 | 135280.8855 | 135438.594 | 135280.8855 | 2519.2695 | 99.88% | -157.7086 | 0.10403 | 14.5% | 8.749% | -0.134% | -0.1268%
744 | 133847.6358 | 2683.1958 | 136530.8315 | 131962.2759 | 101.4% | 1885.3599 | 223.47 | 0.056285 | 16.27% | 10.43% | 1.637% | 1.556% | 10917.4917 | 2147.8867 | 135995.5224 | 133371.8878 | 135257.2476 | 1409.6119 | 101.4% | 1885.3599 | 0.056683 | 16.25% | 10.42% | 1.62% | 1.539%
745 | 129486.3469 | 3953.0752 | 133439.4221 | 128311.4387 | 100.9% | 1174.9082 | 293.0982 | 0.069808 | 15.68% | 9.873% | 1.049% | 0.9969% | 13852.5574 | 3781.0939 | 133267.4407 | 130132.7214 | 131307.6296 | 1821.2827 | 100.9% | 1174.9082 | 0.070146 | 15.67% | 9.859% | 1.034% | 0.983%
746 | 134294.7335 | 5205.2222 | 139499.9557 | 132130.0013 | 101.6% | 2164.7322 | 208.4524 | 0.050832 | 16.51% | 10.66% | 1.878% | 1.784% | 10217.8321 | 2469.0922 | 136763.8256 | 134133.6053 | 136298.3375 | 2003.604 | 101.6% | 2164.7322 | 0.051404 | 16.48% | 10.63% | 1.85% | 1.757%
747 | 133076.0443 | 5350.7919 | 138426.8362 | 130678.4091 | 101.8% | 2397.6352 | 194.3786 | 0.047231 | 16.74% | 10.87% | 2.103% | 1.998% | 9441.5021 | 1000 | 134076.0443 | 128412.2154 | 131942.9474 | -1133.0969 | 102.7% | 3530.7321 | 0.031876 | 17.78% | 11.87% | 3.151% | 2.994%
748 | 135545.4094 | 2863.6354 | 138409.0448 | 134395.645 | 100.9% | 1149.7644 | 305.9989 | 0.071394 | 15.61% | 9.808% | 0.9802% | 0.9314% | 15139.0134 | 2003.6547 | 137549.0641 | 134441.5784 | 135591.3428 | 45.9334 | 100.9% | 1149.7644 | 0.071402 | 15.61% | 9.807% | 0.9798% | 0.9311%
749 | 131197.4963 | 5100.5191 | 136298.0155 | 127620.8078 | 102.8% | 3576.6885 | 125.0196 | 0.031207 | 17.85% | 11.93% | 3.212% | 3.051% | 5986.8242 | 2310.9794 | 133508.4757 | 126107.3755 | 130440.7802 | -756.7161 | 103.4% | 4333.4047 | 0.023432 | 18.57% | 12.62% | 3.939% | 3.741%
750 | 139941.5588 | 5964.1229 | 145905.6817 | 138911.923 | 100.7% | 1029.6358 | 330.5143 | 0.07453 | 15.48% | 9.683% | 0.8492% | 0.807% | 16882.2319 | 2729.9108 | 142671.4696 | 137207.2489 | 139089.2218 | -852.337 | 101.4% | 1881.9728 | 0.057789 | 16.21% | 10.37% | 1.572% | 1.493%
751 | 138633.4674 | 3983.7203 | 142617.1877 | 140267.7658 | 98.83% | -1634.2984 | 489.5105 | 0.15854 | 13.3% | 7.608% | -1.336% | -1.269% | 24769.8285 | 3352.0129 | 141985.4803 | 144749.3652 | 141985.4803 | 3352.0129 | 98.09% | -2763.885 | 0.20822 | 12.44% | 6.797% | -2.189% | -2.079%
752 | 147440.5074 | 3391.8767 | 150832.3842 | 146598.0902 | 100.6% | 842.4172 | 366.2456 | 0.080254 | 15.29% | 9.502% | 0.6582% | 0.6257% | 19709.7949 | 3560.7517 | 151001.2591 | 147498.6975 | 148341.1147 | 900.6073 | 100.6% | 842.4172 | 0.080375 | 15.29% | 9.498% | 0.6542% | 0.6218%
753 | 139229.7882 | 2373.235 | 141603.0233 | 141275 | 98.55% | -2045.2117 | 489.5105 | 0.177 | 12.97% | 7.3% | -1.66% | -1.576% | 24876.3739 | 1000 | 140229.7882 | 147489.2114 | 140229.7882 | 1000 | 95.08% | -7259.4232 | 0.59534 | 8.991% | 3.517% | -5.643% | -5.359%
754 | 134198.5336 | 5032.0511 | 139230.5847 | 132931.7047 | 101% | 1266.8289 | 285.0925 | 0.068824 | 15.73% | 9.914% | 1.092% | 1.038% | 13964.535 | 3366.2459 | 137564.7795 | 132659.445 | 134062.4038 | -136.1298 | 101.1% | 1402.9588 | 0.066068 | 15.85% | 10.03% | 1.212% | 1.151%
755 | 130293.7563 | 7005.5361 | 137299.2924 | 128525.938 | 101.4% | 1767.8182 | 227.2884 | 0.057688 | 16.21% | 10.37% | 1.576% | 1.498% | 10809.2055 | 2280.6911 | 132574.4474 | 131832.1831 | 132574.4474 | 2280.6911 | 100.6% | 742.2643 | 0.080653 | 15.28% | 9.489% | 0.6449% | 0.613%
756 | 137838.734 | 5451.2494 | 143289.9834 | 135987.897 | 101.4% | 1850.837 | 228.3248 | 0.058069 | 16.19% | 10.36% | 1.56% | 1.482% | 11487.2803 | 2255.2364 | 140093.9705 | 139009.2038 | 140093.9705 | 2255.2364 | 100.8% | 1084.7667 | 0.073375 | 15.53% | 9.726% | 0.894% | 0.8496%
757 | 136014.6964 | 4253.7539 | 140268.4504 | 134597.3005 | 101.1% | 1417.3959 | 263.6179 | 0.066187 | 15.84% | 10.02% | 1.207% | 1.147% | 13087.4055 | 6484.0951 | 142498.7915 | 134822.0813 | 136239.4772 | 224.7808 | 101.1% | 1417.3959 | 0.066233 | 15.84% | 10.02% | 1.205% | 1.145%
758 | 131776.1817 | 4450.7688 | 136226.9505 | 129277.8693 | 101.9% | 2498.3123 | 187.3699 | 0.045438 | 16.85% | 10.98% | 2.215% | 2.104% | 9012.1739 | 2812.0308 | 134588.2125 | 127439.586 | 130857.04 | -919.1417 | 102.7% | 3417.454 | 0.032732 | 17.71% | 11.8% | 3.074% | 2.92%
759 | 128296.1192 | 6013.8806 | 134309.9997 | 125975.2609 | 101.8% | 2320.8583 | 193.8348 | 0.047092 | 16.74% | 10.88% | 2.111% | 2.006% | 9076.9128 | 4526.5746 | 132822.6938 | 123664.7741 | 127140.8758 | -1155.2434 | 102.8% | 3476.1017 | 0.031103 | 17.86% | 11.94% | 3.222% | 3.06%
760 | 135537.6008 | 4688.5879 | 140226.1887 | 133432.308 | 101.6% | 2105.2928 | 212.7925 | 0.052355 | 16.44% | 10.59% | 1.808% | 1.718% | 10527.1068 | 3884.4426 | 139422.0434 | 132663.0691 | 135152.9814 | -384.6194 | 101.9% | 2489.9123 | 0.046458 | 16.78% | 10.92% | 2.151% | 2.043%
761 | 137917.7866 | 4116.9489 | 142034.7355 | 136616.7616 | 101% | 1301.025 | 285.2321 | 0.068842 | 15.72% | 9.913% | 1.091% | 1.037% | 14358.5822 | 1000 | 138917.7866 | 136503.6638 | 137861.2377 | -56.5489 | 101% | 1357.5739 | 0.067729 | 15.77% | 9.959% | 1.14% | 1.083%
762 | 135840.5586 | 6096.4348 | 141936.9934 | 132424.1163 | 102.6% | 3416.4422 | 140.9711 | 0.034014 | 17.59% | 11.69% | 2.957% | 2.809% | 6989.5995 | 4318.8713 | 140159.4299 | 130111.6155 | 134684.3081 | -1156.2504 | 103.5% | 4572.6926 | 0.022715 | 18.66% | 12.7% | 4.028% | 3.826%
763 | 123544.9053 | 6429.0141 | 129973.9194 | 119923.2089 | 103% | 3621.6964 | 109.437 | 0.028466 | 18.09% | 12.16% | 3.461% | 3.288% | 4934.9406 | 5883.0976 | 129428.0028 | 119875.2244 | 123520.9131 | -23.9922 | 103% | 3645.6887 | 0.028199 | 18.12% | 12.19% | 3.486% | 3.311%
764 | 128310.9878 | 9309.2719 | 137620.2597 | 125674.811 | 102.1% | 2636.1768 | 175.5359 | 0.042411 | 17.04% | 11.16% | 2.404% | 2.284% | 8220.9619 | 5110.0279 | 133421.0157 | 124032.4601 | 127489.8123 | -821.1755 | 102.8% | 3457.3523 | 0.031398 | 17.83% | 11.91% | 3.195% | 3.035%
765 | 131225.0342 | 10288.946 | 141513.9803 | 129743.1861 | 101.1% | 1481.8481 | 244.516 | 0.063839 | 15.94% | 10.12% | 1.309% | 1.244% | 11711.6164 | 5497.4529 | 136722.4872 | 129384.3057 | 131045.594 | -179.4402 | 101.3% | 1661.2884 | 0.060099 | 16.1% | 10.27% | 1.471% | 1.398%
766 | 132706.9335 | 5731.7454 | 138438.679 | 131139.9183 | 101.2% | 1567.0152 | 240.229 | 0.062447 | 16% | 10.18% | 1.369% | 1.301% | 11636.2218 | 2435.2273 | 135142.1609 | 130813.083 | 132543.5159 | -163.4177 | 101.3% | 1730.4329 | 0.059076 | 16.15% | 10.32% | 1.516% | 1.44%
767 | 121808.6557 | 8807.0264 | 130615.6822 | 119053.9501 | 102.3% | 2754.7057 | 160.043 | 0.038446 | 17.29% | 11.4% | 2.652% | 2.519% | 7115.5386 | 3448.0022 | 125256.6579 | 117123.9892 | 120843.6753 | -964.9805 | 103.2% | 3719.6861 | 0.026502 | 18.27% | 12.33% | 3.64% | 3.458%
768 | 134710.3625 | 3905.9767 | 138616.3391 | 133586.1511 | 100.8% | 1124.2113 | 308.9898 | 0.071762 | 15.6% | 9.792% | 0.9642% | 0.9163% | 15192.8078 | 3206.4596 | 137916.8221 | 132826.8422 | 134330.708 | -379.6545 | 101.1% | 1503.8658 | 0.064101 | 15.93% | 10.11% | 1.297% | 1.233%
769 | 127731.9775 | 5044.6998 | 132776.6773 | 126291.5998 | 101.1% | 1440.3777 | 244.8649 | 0.063881 | 15.94% | 10.12% | 1.307% | 1.242% | 11416.1352 | 2144.157 | 129876.1345 | 125082.9568 | 127127.656 | -604.3215 | 101.6% | 2044.6992 | 0.0509 | 16.51% | 10.66% | 1.873% | 1.78%
770 | 132136.184 | 4237.77 | 136373.954 | 130623.7907 | 101.2% | 1512.3933 | 242.8909 | 0.063425 | 15.96% | 10.14% | 1.327% | 1.261% | 11714.5591 | 2324.5703 | 134460.7543 | 132692.8775 | 134205.2708 | 2069.0868 | 101.1% | 1512.3933 | 0.063901 | 15.94% | 10.12% | 1.306% | 1.241%
771 | 126394.9281 | 7288.7774 | 133683.7054 | 124976.7888 | 101.1% | 1418.1393 | 246.1111 | 0.064034 | 15.93% | 10.11% | 1.3% | 1.235% | 11354.1282 | 5581.9123 | 131976.8404 | 125287.7792 | 126705.9185 | 310.9904 | 101.1% | 1418.1393 | 0.064108 | 15.93% | 10.11% | 1.297% | 1.232%
772 | 137432.7718 | 4655.2296 | 142088.0014 | 134827.2176 | 101.9% | 2605.5543 | 187.3699 | 0.045438 | 16.85% | 10.98% | 2.215% | 2.104% | 9399.0281 | 3960.4923 | 141393.2642 | 131846.5771 | 135942.4516 | -1490.3203 | 103.1% | 4095.8745 | 0.027375 | 18.19% | 12.26% | 3.561% | 3.382%
773 | 140192.0213 | 5408.1276 | 145600.1489 | 138671.2996 | 101.1% | 1520.7217 | 254.2763 | 0.065038 | 15.89% | 10.07% | 1.257% | 1.194% | 13011.3406 | 3702.9171 | 143894.9384 | 137719.6533 | 139716.1981 | -475.8232 | 101.4% | 1996.5449 | 0.055731 | 16.29% | 10.45% | 1.661% | 1.578%
774 | 134393.2081 | 4135.1756 | 138528.3838 | 132748.9888 | 101.2% | 1644.2193 | 237.099 | 0.061296 | 16.05% | 10.22% | 1.419% | 1.349% | 11630.5424 | 2694.8455 | 137088.0536 | 131149.4092 | 133593.4183 | -799.7898 | 101.9% | 2444.0091 | 0.046703 | 16.77% | 10.91% | 2.136% | 2.029%
775 | 140389.8733 | 3720.2762 | 144110.1495 | 139439.8709 | 100.7% | 950.0024 | 343.3652 | 0.076589 | 15.41% | 9.618% | 0.7805% | 0.7418% | 17594.8252 | 3260.2724 | 143650.1457 | 141431.3623 | 142381.3647 | 1991.4914 | 100.7% | 950.0024 | 0.076919 | 15.4% | 9.608% | 0.7695% | 0.7313%
776 | 133818.7211 | 4335.0166 | 138153.7377 | 131882.4031 | 101.5% | 1936.318 | 220.6486 | 0.055243 | 16.32% | 10.47% | 1.683% | 1.599% | 10777.3245 | 3834.8295 | 137653.5506 | 132571.7681 | 134508.086 | 689.3649 | 101.5% | 1936.318 | 0.055445 | 16.31% | 10.47% | 1.674% | 1.59%
777 | 130674.7421 | 4188.293 | 134863.0351 | 128238.8961 | 101.9% | 2435.846 | 189.7395 | 0.046044 | 16.81% | 10.94% | 2.177% | 2.068% | 9049.8693 | 3381.3218 | 134056.0639 | 130336.7739 | 132772.6198 | 2097.8778 | 101.9% | 2435.846 | 0.046605 | 16.78% | 10.91% | 2.142% | 2.035%
778 | 130754.9432 | 7128.6231 | 137883.5663 | 128582.7241 | 101.7% | 2172.2191 | 204.7969 | 0.049897 | 16.57% | 10.72% | 1.936% | 1.839% | 9774.0434 | 2861.4057 | 133616.3489 | 128713.9278 | 130886.1469 | 131.2038 | 101.7% | 2172.2191 | 0.049928 | 16.57% | 10.71% | 1.934% | 1.837%
779 | 129608.8797 | 7114.5449 | 136723.4247 | 128467.5781 | 100.9% | 1141.3017 | 298.9404 | 0.070527 | 15.65% | 9.843% | 1.018% | 0.9673% | 14142.0455 | 6262.0527 | 135870.9324 | 129894.3408 | 131035.6425 | 1426.7627 | 100.9% | 1141.3017 | 0.070784 | 15.64% | 9.833% | 1.007% | 0.9566%
780 | 132866.445 | 6755.4933 | 139621.9384 | 130925.6126 | 101.5% | 1940.8324 | 219.6317 | 0.05487 | 16.33% | 10.49% | 1.699% | 1.614% | 10651.3151 | 3007.0029 | 135873.448 | 133667.1685 | 135608.0009 | 2741.5559 | 101.5% | 1940.8324 | 0.055671 | 16.3% | 10.46% | 1.664% | 1.581%
781 | 141019.4934 | 3223.3027 | 144242.7961 | 140462.1263 | 100.4% | 557.3671 | 404.3895 | 0.086365 | 15.09% | 9.308% | 0.4544% | 0.432% | 20814.7851 | 2584.7226 | 143604.2159 | 137570.6484 | 139573.7544 | -1445.7389 | 101.5% | 2003.106 | 0.055564 | 16.3% | 10.46% | 1.669% | 1.585%
782 | 133341.4748 | 6972.2478 | 140313.7226 | 131998.8623 | 101% | 1342.6125 | 271.3244 | 0.067134 | 15.8% | 9.984% | 1.165% | 1.107% | 13205.2618 | 1640.4097 | 134981.8846 | 131392.1923 | 133038.1398 | -303.335 | 101.3% | 1645.9476 | 0.060924 | 16.07% | 10.24% | 1.435% | 1.364%
783 | 136666.7884 | 6413.6591 | 143080.4475 | 134957.0973 | 101.3% | 1709.6911 | 235.0747 | 0.060552 | 16.09% | 10.26% | 1.452% | 1.379% | 11726.3214 | 2789.5571 | 139456.3455 | 137214.9829 | 138924.6739 | 2257.8855 | 101.2% | 1709.6911 | 0.061101 | 16.06% | 10.23% | 1.428% | 1.357%
784 | 130158.846 | 7111.3351 | 137270.1811 | 127962.6305 | 101.7% | 2196.2155 | 202.8627 | 0.049403 | 16.6% | 10.74% | 1.967% | 1.869% | 9637.5987 | 7880.8126 | 138039.6586 | 130610.5627 | 132806.7781 | 2647.9321 | 101.7% | 2196.2155 | 0.050041 | 16.56% | 10.71% | 1.927% | 1.831%
785 | 135841.0319 | 6339.3729 | 142180.4049 | 134373.0596 | 101.1% | 1467.9723 | 255.1736 | 0.065148 | 15.89% | 10.07% | 1.252% | 1.189% | 12652.01 | 3325.4327 | 139166.4646 | 132850.3175 | 135079.6608 | -761.3711 | 101.7% | 2229.3434 | 0.050104 | 16.56% | 10.7% | 1.923% | 1.827%
786 | 132168.0397 | 6608.402 | 138776.4416 | 129468.6787 | 102.1% | 2699.361 | 176.4466 | 0.042643 | 17.02% | 11.15% | 2.39% | 2.27% | 8512.0174 | 1919.8462 | 134087.8858 | 128808.3172 | 131837.8589 | -330.1807 | 102.4% | 3029.5417 | 0.037746 | 17.33% | 11.44% | 2.696% | 2.561%
787 | 134144.9318 | 5199.416 | 139344.3477 | 132045.6634 | 101.6% | 2099.2683 | 211.9302 | 0.052038 | 16.46% | 10.61% | 1.822% | 1.731% | 10376.7181 | 1000 | 135144.9318 | 133520.9731 | 135144.9318 | 1000 | 101.2% | 1623.9586 | 0.061885 | 16.03% | 10.2% | 1.394% | 1.324%
788 | 137085.8884 | 5556.4197 | 142642.3081 | 133890.8824 | 102.4% | 3195.0061 | 154.8488 | 0.037117 | 17.37% | 11.47% | 2.735% | 2.598% | 7748.0703 | 3299.9718 | 140385.8602 | 129082.4775 | 134681.686 | -2404.2024 | 104.3% | 5599.2085 | 0.015375 | 19.61% | 13.6% | 4.972% | 4.723%
789 | 134476.0984 | 6078.0636 | 140554.1619 | 132053.2384 | 101.8% | 2422.86 | 194.3786 | 0.047231 | 16.74% | 10.87% | 2.103% | 1.998% | 9540.8334 | 2249.2013 | 136725.2997 | 134300.814 | 136723.674 | 2247.5756 | 101.8% | 2422.86 | 0.047794 | 16.7% | 10.84% | 2.068% | 1.964%
790 | 117510.4758 | 6246.1967 | 123756.6726 | 114260.6201 | 102.8% | 3249.8557 | 122.0287 | 0.030682 | 17.89% | 11.97% | 3.26% | 3.097% | 5233.9724 | 2414.3983 | 119924.8741 | 113619.9141 | 117190.1228 | -320.353 | 103.1% | 3570.2087 | 0.026926 | 18.23% | 12.3% | 3.602% | 3.421%
791 | 138914.5981 | 4452.391 | 143366.9891 | 137430.1618 | 101.1% | 1484.4363 | 257.8155 | 0.065473 | 15.87% | 10.05% | 1.238% | 1.176% | 13072.2345 | 2131.0077 | 141045.6058 | 139284.3368 | 140768.7732 | 1854.1751 | 101.1% | 1484.4363 | 0.065852 | 15.85% | 10.04% | 1.221% | 1.16%
792 | 135422.7356 | 6196.5646 | 141619.3002 | 133887.6142 | 101.1% | 1535.1214 | 243.6885 | 0.063722 | 15.95% | 10.12% | 1.314% | 1.248% | 12045.3524 | 1153.2865 | 136576.0221 | 136108.6933 | 136576.0221 | 1153.2865 | 100.3% | 467.3288 | 0.088202 | 15.03% | 9.25% | 0.3931% | 0.3738%
793 | 136527.8892 | 3923.2152 | 140451.1044 | 136210.7929 | 100.2% | 317.0963 | 439.5725 | 0.092001 | 14.9% | 9.13% | 0.2663% | 0.2535% | 21905.0751 | 3563.9455 | 140091.8347 | 134588.6617 | 135716.8236 | -811.0656 | 100.8% | 1128.1619 | 0.07185 | 15.59% | 9.789% | 0.9604% | 0.9126%
794 | 139274.0103 | 5314.3093 | 144588.3196 | 137804.3901 | 101.1% | 1469.6202 | 260.7466 | 0.065834 | 15.86% | 10.04% | 1.222% | 1.161% | 13255.0577 | 5022.3039 | 144296.3142 | 138550.8007 | 140020.4209 | 746.4106 | 101.1% | 1469.6202 | 0.065985 | 15.85% | 10.03% | 1.215% | 1.155%
795 | 130765.5666 | 3757.6312 | 134523.1979 | 129444.6299 | 101% | 1320.9368 | 270.6166 | 0.067046 | 15.8% | 9.987% | 1.169% | 1.111% | 12916.3757 | 4652.2445 | 135417.8112 | 129954.4553 | 131275.3921 | 509.8254 | 101% | 1320.9368 | 0.067151 | 15.8% | 9.983% | 1.165% | 1.107%
796 | 132153.8058 | 5374.37 | 137528.1758 | 130864.3638 | 101% | 1289.442 | 278.1536 | 0.067972 | 15.76% | 9.949% | 1.129% | 1.073% | 13417.0581 | 3304.2244 | 135458.0302 | 129993.8537 | 131718.5508 | -435.255 | 101.3% | 1724.697 | 0.058972 | 16.15% | 10.32% | 1.52% | 1.445%
797 | 133308.618 | 5477.0612 | 138785.6791 | 131805.3549 | 101.1% | 1503.263 | 244.8649 | 0.063881 | 15.94% | 10.12% | 1.307% | 1.242% | 11914.5513 | 2481.2199 | 135789.8379 | 129566.0322 | 132188.9566 | -1119.6614 | 102% | 2622.9244 | 0.043753 | 16.95% | 11.08% | 2.32% | 2.204%
798 | 131700.5924 | 7734.4207 | 139435.0131 | 129311.5129 | 101.8% | 2389.0795 | 193.4613 | 0.046996 | 16.75% | 10.89% | 2.117% | 2.012% | 9299.8254 | 4533.1012 | 136233.6936 | 130219.4172 | 132608.4967 | 907.9043 | 101.8% | 2389.0795 | 0.047232 | 16.74% | 10.87% | 2.103% | 1.998%
799 | 134607.1383 | 4470.3078 | 139077.4461 | 133188.696 | 101.1% | 1418.4423 | 261.0656 | 0.065872 | 15.85% | 10.04% | 1.22% | 1.16% | 12826.5742 | 2116.4604 | 136723.5986 | 135110.256 | 136528.6984 | 1921.5601 | 101% | 1418.4423 | 0.066272 | 15.84% | 10.02% | 1.203% | 1.143%
800 | 134588.2106 | 1919.9716 | 136508.1822 | 133007.7234 | 101.2% | 1580.4872 | 240.7076 | 0.062623 | 15.99% | 10.17% | 1.362% | 1.294% | 11824.6872 | 4942.0628 | 139530.2734 | 133400.0183 | 134980.5056 | 392.295 | 101.2% | 1580.4872 | 0.062715 | 15.99% | 10.17% | 1.358% | 1.29%
801 | 131919.2209 | 6596.6726 | 138515.8935 | 129352.4417 | 102% | 2566.7792 | 183.6612 | 0.044488 | 16.91% | 11.04% | 2.274% | 2.16% | 8843.3798 | 1000 | 132919.2209 | 131870.2937 | 132919.2209 | 1000 | 100.8% | 1048.9272 | 0.072978 | 15.54% | 9.742% | 0.9113% | 0.866%
802 | 132596.5298 | 4079.8932 | 136676.423 | 130539.6297 | 101.6% | 2056.9001 | 212.9417 | 0.05241 | 16.44% | 10.59% | 1.806% | 1.716% | 10305.8963 | 1966.8556 | 134563.3855 | 131204.202 | 133261.1021 | 664.5723 | 101.6% | 2056.9001 | 0.052621 | 16.43% | 10.58% | 1.797% | 1.707%
803 | 137488.6235 | 5406.0618 | 142894.6852 | 135011.4867 | 101.8% | 2477.1368 | 194.3786 | 0.047231 | 16.74% | 10.87% | 2.103% | 1.998% | 9754.5666 | 1136.5119 | 138625.1354 | 132974.3631 | 136470.0617 | -1018.5618 | 102.6% | 3495.6986 | 0.033398 | 17.65% | 11.74% | 3.013% | 2.862%
804 | 134883.6506 | 2731.933 | 137615.5836 | 133851.3391 | 100.8% | 1032.3116 | 324.0739 | 0.073615 | 15.52% | 9.716% | 0.8836% | 0.8397% | 15954.98 | 1325.8927 | 136209.5433 | 128649.4979 | 132282.73 | -2600.9206 | 102.8% | 3633.2321 | 0.030936 | 17.87% | 11.95% | 3.237% | 3.075%
805 | 135630.9769 | 2790.961 | 138421.938 | 135253.8211 | 100.3% | 377.1558 | 429.6926 | 0.090418 | 14.95% | 9.18% | 0.3191% | 0.3036% | 21272.0616 | 1000 | 136630.9769 | 137346.6318 | 136630.9769 | 1000 | 99.48% | -715.6549 | 0.12397 | 14.04% | 8.309% | -0.5978% | -0.5673%
806 | 132959.416 | 6282.1896 | 139241.6056 | 131452.2182 | 101.1% | 1507.1978 | 243.6885 | 0.063722 | 15.95% | 10.12% | 1.314% | 1.248% | 11826.2493 | 3211.9052 | 136171.3212 | 131753.5914 | 133260.7892 | 301.3732 | 101.1% | 1507.1978 | 0.063791 | 15.94% | 10.12% | 1.311% | 1.245%
807 | 136540.917 | 4824.67 | 141365.587 | 135750.9424 | 100.6% | 789.9747 | 364.6804 | 0.080004 | 15.3% | 9.51% | 0.6666% | 0.6336% | 18174.7341 | 1000 | 137540.917 | 137565.5763 | 137540.917 | 1000 | 99.98% | -24.6593 | 0.10062 | 14.61% | 8.857% | -0.02106% | -0.01952%
808 | 129247.6479 | 6547.2524 | 135794.9003 | 127359.6767 | 101.5% | 1887.9712 | 219.6317 | 0.05487 | 16.33% | 10.49% | 1.699% | 1.614% | 10361.2122 | 5496.9019 | 134744.5498 | 127741.6448 | 129629.616 | 381.9681 | 101.5% | 1887.9712 | 0.054987 | 16.33% | 10.49% | 1.694% | 1.609%
809 | 135171.7017 | 4258.7741 | 139430.4758 | 133711.1538 | 101.1% | 1460.5479 | 255.2035 | 0.065152 | 15.88% | 10.07% | 1.252% | 1.189% | 12591.1454 | 4270.3351 | 139442.0369 | 131268.0552 | 133950.1524 | -1221.5493 | 102% | 2682.0972 | 0.043408 | 16.98% | 11.1% | 2.342% | 2.225%
810 | 131870.8659 | 7736.6702 | 139607.5361 | 130501.9217 | 101% | 1368.9442 | 264.4952 | 0.066294 | 15.84% | 10.02% | 1.202% | 1.142% | 12730.9124 | 4241.5535 | 136112.4194 | 131505.3191 | 132874.2633 | 1003.3974 | 101% | 1368.9442 | 0.066505 | 15.83% | 10.01% | 1.193% | 1.133%
811 | 138754.9494 | 3177.6752 | 141932.6245 | 137824.0714 | 100.7% | 930.878 | 344.6314 | 0.076791 | 15.41% | 9.612% | 0.7737% | 0.7354% | 17454.0477 | 2213.7782 | 140968.7276 | 133142.9204 | 136414.3739 | -2340.5755 | 102.5% | 3271.4535 | 0.035819 | 17.45% | 11.55% | 2.816% | 2.675%
812 | 137747.26 | 3452.7231 | 141199.9831 | 136491.8398 | 100.9% | 1255.4202 | 292.2109 | 0.0697 | 15.69% | 9.878% | 1.054% | 1.001% | 14691.7053 | 1000 | 138747.26 | 138299.194 | 138747.26 | 1000 | 100.3% | 448.066 | 0.088867 | 15% | 9.229% | 0.3709% | 0.3527%
813 | 132281.7774 | 5255.8028 | 137537.5802 | 130873.3403 | 101.1% | 1408.4372 | 258.663 | 0.065577 | 15.87% | 10.05% | 1.233% | 1.172% | 12488.9843 | 1849.7451 | 134131.5225 | 132649.0704 | 134057.5075 | 1775.7301 | 101.1% | 1408.4372 | 0.065957 | 15.85% | 10.03% | 1.217% | 1.156%
814 | 133163.026 | 4829.3735 | 137992.3995 | 130638.4208 | 101.9% | 2524.6052 | 187.3699 | 0.045438 | 16.85% | 10.98% | 2.215% | 2.104% | 9107.0202 | 2920.308 | 136083.334 | 132274.0292 | 134798.6344 | 1635.6084 | 101.9% | 2524.6052 | 0.045876 | 16.82% | 10.95% | 2.187% | 2.078%
815 | 131206.0107 | 2740.6823 | 133946.693 | 130237.066 | 100.7% | 968.9447 | 329.9261 | 0.074435 | 15.49% | 9.686% | 0.8523% | 0.81% | 15800.2257 | 1279.2024 | 132485.2131 | 130941.8806 | 131910.8253 | 704.8146 | 100.7% | 968.9447 | 0.074573 | 15.48% | 9.682% | 0.8477% | 0.8057%
816 | 136214.3076 | 5275.7058 | 141490.0134 | 134098.5036 | 101.6% | 2115.8041 | 212.7925 | 0.052355 | 16.44% | 10.59% | 1.808% | 1.718% | 10579.6661 | 4682.5184 | 140896.826 | 135232.0029 | 137347.8069 | 1133.4993 | 101.6% | 2115.8041 | 0.052703 | 16.43% | 10.58% | 1.793% | 1.703%
817 | 135431.9018 | 4749.7288 | 140181.6306 | 134061.7994 | 101% | 1370.1023 | 270.2876 | 0.067006 | 15.8% | 9.989% | 1.171% | 1.113% | 13361.0299 | 3971.8583 | 139403.7601 | 135048.4556 | 136418.5579 | 986.6562 | 101% | 1370.1023 | 0.067202 | 15.8% | 9.981% | 1.162% | 1.105%
818 | 132899.7709 | 4322.3867 | 137222.1576 | 130976.7498 | 101.5% | 1923.021 | 220.6486 | 0.055243 | 16.32% | 10.47% | 1.683% | 1.599% | 10703.3152 | 2631.8399 | 135531.6108 | 134380.3834 | 135531.6108 | 2631.8399 | 100.9% | 1151.2274 | 0.071363 | 15.61% | 9.809% | 0.9815% | 0.9327%
819 | 137284.2805 | 4400.1372 | 141684.4177 | 135593.4778 | 101.2% | 1690.8027 | 236.4991 | 0.061075 | 16.06% | 10.23% | 1.429% | 1.358% | 11850.6764 | 1000 | 138284.2805 | 134456.265 | 136715.6741 | -568.6064 | 101.7% | 2259.409 | 0.050061 | 16.56% | 10.71% | 1.926% | 1.83%
820 | 132429.399 | 4244.532 | 136673.931 | 132036.1602 | 100.3% | 393.2388 | 425.6249 | 0.089766 | 14.97% | 9.2% | 0.3409% | 0.3243% | 20573.3176 | 4072.1499 | 136501.5489 | 131117.4915 | 131970.0646 | -459.3344 | 100.7% | 852.5731 | 0.077656 | 15.38% | 9.584% | 0.7449% | 0.708%
821 | 139391.7595 | 4466.3067 | 143858.0662 | 139023.6039 | 100.3% | 368.1555 | 432.7034 | 0.0909 | 14.94% | 9.165% | 0.3031% | 0.2883% | 22015.0798 | 5002.6078 | 144394.3673 | 141015.0248 | 141383.1804 | 1991.4209 | 100.3% | 368.1555 | 0.091029 | 14.93% | 9.16% | 0.2988% | 0.2842%
822 | 130304.0381 | 5284.3718 | 135588.41 | 128765.3965 | 101.2% | 1538.6416 | 240.229 | 0.062447 | 16% | 10.18% | 1.369% | 1.301% | 11425.5273 | 1000 | 131304.0381 | 126659.2813 | 129250.9805 | -1053.0576 | 102% | 2591.6992 | 0.043353 | 16.98% | 11.1% | 2.345% | 2.228%
823 | 133997.2395 | 4843.1039 | 138840.3434 | 132314.6622 | 101.3% | 1682.5773 | 234.7258 | 0.060425 | 16.09% | 10.26% | 1.457% | 1.385% | 11480.2018 | 1806.4416 | 135803.6811 | 135486.3468 | 135803.6811 | 1806.4416 | 100.2% | 317.3343 | 0.091952 | 14.9% | 9.131% | 0.268% | 0.255%
824 | 136615.6819 | 8813.83 | 145429.5119 | 135163.4318 | 101.1% | 1452.25 | 259.0418 | 0.065623 | 15.86% | 10.05% | 1.231% | 1.17% | 12917.0479 | 7161.8757 | 143777.5576 | 130743.3517 | 134405.6418 | -2210.04 | 102.8% | 3662.2901 | 0.031226 | 17.84% | 11.93% | 3.21% | 3.05%
825 | 126016.4855 | 8697.2928 | 134713.7783 | 123962.1511 | 101.7% | 2054.3344 | 207.0998 | 0.050486 | 16.53% | 10.68% | 1.899% | 1.804% | 9525.7681 | 5710.48 | 131726.9656 | 124595.6056 | 126649.94 | 633.4545 | 101.6% | 2054.3344 | 0.050641 | 16.52% | 10.67% | 1.89% | 1.795%
826 | 132587.6411 | 3853.5332 | 136441.1742 | 131070.0805 | 101.2% | 1517.5606 | 242.8909 | 0.063425 | 15.96% | 10.14% | 1.327% | 1.261% | 11754.5831 | 4233.0671 | 136820.7081 | 130978.0922 | 132541.6469 | -45.9941 | 101.2% | 1563.5547 | 0.062478 | 16% | 10.18% | 1.368% | 1.3%
827 | 131453.0165 | 8042.8118 | 139495.8283 | 129978.1259 | 101.1% | 1474.8906 | 246.1111 | 0.064034 | 15.93% | 10.11% | 1.3% | 1.235% | 11808.4991 | 3100.3213 | 134553.3378 | 128790.026 | 130858.9665 | -594.05 | 101.6% | 2068.9405 | 0.0516 | 16.47% | 10.63% | 1.841% | 1.749%
828 | 139006.7264 | 4264.01 | 143270.7364 | 136549.1704 | 101.8% | 2457.556 | 196.8843 | 0.047872 | 16.7% | 10.84% | 2.063% | 1.96% | 9989.4098 | 6277.163 | 145283.8894 | 137520.3364 | 139977.8924 | 971.166 | 101.8% | 2457.556 | 0.048105 | 16.68% | 10.82% | 2.048% | 1.946%
829 | 130044.1006 | 7159.4869 | 137203.5876 | 127513.806 | 102% | 2530.2946 | 183.6612 | 0.044488 | 16.91% | 11.04% | 2.274% | 2.16% | 8717.6786 | 3311.9848 | 133356.0854 | 126849.4258 | 129711.9105 | -332.1901 | 102.3% | 2862.4847 | 0.039495 | 17.22% | 11.33% | 2.586% | 2.457%
830 | 141837.2212 | 2149.0488 | 143986.27 | 140892.4616 | 100.7% | 944.7596 | 345.6682 | 0.076958 | 15.4% | 9.606% | 0.7682% | 0.7301% | 17895.4461 | 1000 | 142837.2212 | 145198.9264 | 142837.2212 | 1000 | 98.37% | -2361.7051 | 0.18868 | 12.77% | 7.105% | -1.865% | -1.771%
831 | 125307.9646 | 4710.8257 | 130018.7904 | 123918.9305 | 101.1% | 1389.0341 | 249.0622 | 0.064398 | 15.92% | 10.1% | 1.284% | 1.22% | 11391.4577 | 3081.3431 | 128389.3078 | 126552.1532 | 127941.1873 | 2633.2227 | 101.1% | 1389.0341 | 0.065013 | 15.89% | 10.07% | 1.258% | 1.195%
832 | 131126.0964 | 6632.296 | 137758.3923 | 127828.2247 | 102.6% | 3297.8717 | 140.9711 | 0.034014 | 17.59% | 11.69% | 2.957% | 2.809% | 6747.0195 | 6852.0805 | 137978.1768 | 129793.9222 | 133091.7939 | 1965.6975 | 102.5% | 3297.8717 | 0.034507 | 17.55% | 11.64% | 2.912% | 2.766%
833 | 145069.4298 | 2754.4828 | 147823.9127 | 145267.8496 | 99.86% | -198.4198 | 489.5105 | 0.10502 | 14.48% | 8.727% | -0.1571% | -0.1487% | 25919.7506 | 3940.5114 | 149009.9412 | 142739.5939 | 143805.302 | -1264.1278 | 100.7% | 1065.7081 | 0.074345 | 15.49% | 9.689% | 0.8553% | 0.8129%
834 | 138517.7877 | 4741.4446 | 143259.2323 | 138070.8561 | 100.3% | 446.9317 | 420.0718 | 0.088877 | 15% | 9.229% | 0.3705% | 0.3524% | 21238.4083 | 1654.996 | 140172.7837 | 135299.6861 | 137132.2027 | -1385.585 | 101.4% | 1832.5167 | 0.058243 | 16.19% | 10.35% | 1.552% | 1.475%
835 | 133907.5921 | 7035.8355 | 140943.4276 | 132851.7004 | 100.8% | 1055.8918 | 319.0193 | 0.072995 | 15.54% | 9.742% | 0.9106% | 0.8653% | 15592.474 | 3826.9869 | 137734.579 | 134626.0475 | 135681.9393 | 1774.3471 | 100.8% | 1055.8918 | 0.073271 | 15.53% | 9.73% | 0.8986% | 0.8539%
836 | 139021.319 | 7109.0447 | 146130.3637 | 136721.7476 | 101.7% | 2299.5714 | 205.3279 | 0.050033 | 16.56% | 10.71% | 1.928% | 1.831% | 10418.9086 | 3807.3511 | 142828.67 | 139686.4153 | 141985.9867 | 2964.6677 | 101.6% | 2299.5714 | 0.050688 | 16.52% | 10.67% | 1.887% | 1.792%
837 | 135349.1003 | 3889.342 | 139238.4422 | 134049.0201 | 101% | 1300.0801 | 281.4735 | 0.06838 | 15.74% | 9.932% | 1.111% | 1.056% | 13905.4748 | 4351.0499 | 139700.1502 | 134091.3788 | 135391.4589 | 42.3587 | 101% | 1300.0801 | 0.068388 | 15.74% | 9.932% | 1.111% | 1.056%
838 | 128473.4034 | 5340.7959 | 133814.1993 | 127219.8716 | 101% | 1253.5319 | 278.1536 | 0.067972 | 15.76% | 9.949% | 1.129% | 1.073% | 13043.4012 | 1000 | 129473.4034 | 124339.2642 | 127033.0997 | -1440.3037 | 102.2% | 2693.8355 | 0.041147 | 17.12% | 11.24% | 2.483% | 2.359%
839 | 132716.3848 | 7036.9616 | 139753.3465 | 130915.6965 | 101.4% | 1800.6883 | 227.2884 | 0.057688 | 16.21% | 10.37% | 1.576% | 1.498% | 11010.1875 | 4298.4651 | 137014.8499 | 133097.5992 | 134898.2876 | 2181.9027 | 101.4% | 1800.6883 | 0.058283 | 16.18% | 10.35% | 1.55% | 1.473%
840 | 136353.9594 | 3818.542 | 140172.5015 | 134793.2906 | 101.2% | 1560.6688 | 242.8909 | 0.063425 | 15.96% | 10.14% | 1.327% | 1.261% | 12088.4868 | 1000 | 137353.9594 | 134024.6778 | 135969.653 | -384.3064 | 101.5% | 1944.9752 | 0.055692 | 16.3% | 10.46% | 1.663% | 1.58%
841 | 127833.2648 | 8107.7601 | 135941.0249 | 126337.6757 | 101.2% | 1495.5891 | 241.0266 | 0.06274 | 15.99% | 10.17% | 1.357% | 1.289% | 11246.095 | 6107.6777 | 133940.9425 | 125475.6846 | 127402.2692 | -430.9956 | 101.5% | 1926.5847 | 0.053472 | 16.39% | 10.55% | 1.76% | 1.672%
842 | 136607.9172 | 4260.4924 | 140868.4096 | 134018.0012 | 101.9% | 2589.916 | 187.3699 | 0.045438 | 16.85% | 10.98% | 2.215% | 2.104% | 9342.6163 | 1483.0551 | 138090.9723 | 133651.7608 | 136424.797 | -183.1202 | 102.1% | 2773.0363 | 0.042829 | 17.01% | 11.14% | 2.378% | 2.259%
843 | 139865.7473 | 3203.0324 | 143068.7797 | 138761.9024 | 100.8% | 1103.8449 | 318.8698 | 0.072976 | 15.54% | 9.742% | 0.9114% | 0.8661% | 16278.6194 | 1000 | 140865.7473 | 139505.6615 | 140609.5065 | 743.7592 | 100.8% | 1103.8449 | 0.073088 | 15.54% | 9.738% | 0.9065% | 0.8615%
844 | 130622.9498 | 5414.9543 | 136037.9041 | 127578.5729 | 102.4% | 3044.3769 | 154.8488 | 0.037117 | 17.37% | 11.47% | 2.735% | 2.598% | 7382.7862 | 2597.3839 | 133220.3338 | 125604.9737 | 129636.1502 | -986.7996 | 103.2% | 4031.1765 | 0.026079 | 18.31% | 12.37% | 3.679% | 3.494%
845 | 134812.5289 | 3975.8929 | 138788.4219 | 133900.2678 | 100.7% | 912.2612 | 343.3652 | 0.076589 | 15.41% | 9.618% | 0.7805% | 0.7418% | 16895.8261 | 4249.5381 | 139062.067 | 136424.44 | 137336.7011 | 2524.1722 | 100.7% | 912.2612 | 0.077022 | 15.4% | 9.604% | 0.766% | 0.728%
846 | 128551.7471 | 8124.7347 | 136676.4818 | 124720.4539 | 103.1% | 3831.2932 | 105.7183 | 0.027812 | 18.15% | 12.22% | 3.521% | 3.345% | 4960.4505 | 3049.0649 | 131600.812 | 127644.1248 | 131475.4179 | 2923.6709 | 103% | 3831.2932 | 0.028699 | 18.07% | 12.14% | 3.44% | 3.268%
847 | 126922.8449 | 4376.2957 | 131299.1406 | 123933.974 | 102.4% | 2988.8709 | 153.0344 | 0.036652 | 17.4% | 11.5% | 2.764% | 2.626% | 7089.5978 | 1000 | 127922.8449 | 123470.9316 | 126691.3237 | -231.5212 | 102.6% | 3220.3921 | 0.033658 | 17.62% | 11.72% | 2.989% | 2.84%
848 | 128199.8436 | 7590.7802 | 135790.6239 | 125813.9123 | 101.9% | 2385.9314 | 189.959 | 0.0461 | 16.81% | 10.94% | 2.173% | 2.065% | 8888.7397 | 1966.9547 | 130166.7984 | 127190.714 | 129576.6454 | 1376.8018 | 101.9% | 2385.9314 | 0.046477 | 16.78% | 10.92% | 2.15% | 2.042%
849 | 129685.3022 | 6199.3777 | 135884.68 | 128662.7042 | 100.8% | 1022.598 | 319.0193 | 0.072995 | 15.54% | 9.742% | 0.9106% | 0.8653% | 15100.8219 | 3332.9679 | 133018.2701 | 134122.7459 | 133018.2701 | 3332.9679 | 99.18% | -1104.4759 | 0.13887 | 13.69% | 7.98% | -0.9445% | -0.8966%
850 | 132815.0113 | 2935.1384 | 135750.1497 | 132207.396 | 100.5% | 607.6153 | 390.9205 | 0.084207 | 15.16% | 9.377% | 0.5263% | 0.5004% | 18950.8417 | 3584.4351 | 136399.4464 | 135647.5883 | 136255.2036 | 3440.1923 | 100.4% | 607.6153 | 0.084608 | 15.15% | 9.364% | 0.513% | 0.4877%
851 | 135508.1232 | 4699.7037 | 140207.8269 | 133987.9935 | 101.1% | 1520.1297 | 246.151 | 0.064039 | 15.93% | 10.11% | 1.3% | 1.235% | 12174.7441 | 1000 | 136508.1232 | 138427.1101 | 136508.1232 | 1000 | 98.61% | -1918.9869 | 0.17299 | 13.04% | 7.367% | -1.59% | -1.509%
852 | 136050.9691 | 6679.9148 | 142730.8839 | 134681.0747 | 101% | 1369.8944 | 271.3244 | 0.067134 | 15.8% | 9.984% | 1.165% | 1.107% | 13473.5922 | 6526.7102 | 142577.6793 | 137027.4814 | 138397.3758 | 2346.4067 | 101% | 1369.8944 | 0.067593 | 15.78% | 9.965% | 1.145% | 1.088%
853 | 135867.0368 | 6749.8767 | 142616.9135 | 134167.3506 | 101.3% | 1699.6863 | 235.0747 | 0.060552 | 16.09% | 10.26% | 1.452% | 1.379% | 11657.7009 | 4114.5424 | 139981.5792 | 134554.7015 | 136254.3878 | 387.351 | 101.3% | 1699.6863 | 0.060648 | 16.08% | 10.25% | 1.448% | 1.375%
854 | 131563.7489 | 6356.2911 | 137920.04 | 129504.004 | 101.6% | 2059.745 | 211.8853 | 0.05202 | 16.46% | 10.61% | 1.823% | 1.732% | 10174.8942 | 1583.6593 | 133147.4082 | 129811.0113 | 131870.7562 | 307.0073 | 101.6% | 2059.745 | 0.05212 | 16.45% | 10.6% | 1.818% | 1.728%
855 | 143266.903 | 4785.1947 | 148052.0977 | 141757.2072 | 101.1% | 1509.6958 | 261.0656 | 0.065872 | 15.85% | 10.04% | 1.22% | 1.16% | 13651.7541 | 1882.4359 | 145149.339 | 141870.5566 | 143380.2524 | 113.3494 | 101.1% | 1509.6958 | 0.065895 | 15.85% | 10.03% | 1.219% | 1.159%
856 | 147830.2427 | 127.0597 | 147957.3024 | 146713.1125 | 100.8% | 1117.1302 | 326.1775 | 0.073874 | 15.51% | 9.705% | 0.8723% | 0.829% | 17599.8994 | 2572.0966 | 150402.3393 | 149252.9064 | 150370.0365 | 2539.7939 | 100.7% | 1117.1302 | 0.074281 | 15.49% | 9.691% | 0.8575% | 0.8149%
857 | 132176.0357 | 4272.9101 | 136448.9458 | 130742.2667 | 101.1% | 1433.7689 | 254.2763 | 0.065038 | 15.89% | 10.07% | 1.257% | 1.194% | 12267.3702 | 1000 | 133176.0357 | 129869.7203 | 131739.7624 | -436.2732 | 101.4% | 1870.0421 | 0.055989 | 16.28% | 10.44% | 1.65% | 1.568%
858 | 132824.4208 | 4161.8391 | 136986.26 | 130761.2716 | 101.6% | 2063.1493 | 212.7925 | 0.052355 | 16.44% | 10.59% | 1.808% | 1.718% | 10316.3761 | 2597.9753 | 135422.3961 | 128973.0053 | 131930.2877 | -894.1331 | 102.3% | 2957.2824 | 0.038829 | 17.26% | 11.37% | 2.628% | 2.496%
859 | 139729.4091 | 5252.9853 | 144982.3944 | 137835.7692 | 101.4% | 1893.6399 | 227.407 | 0.057731 | 16.21% | 10.37% | 1.574% | 1.496% | 11598.0379 | 3504.964 | 143234.3731 | 138994.3501 | 140887.99 | 1158.5809 | 101.4% | 1893.6399 | 0.058033 | 16.19% | 10.36% | 1.561% | 1.483%
860 | 136549.3457 | 2801.657 | 139351.0027 | 135504.286 | 100.8% | 1045.0597 | 324.0739 | 0.073615 | 15.52% | 9.716% | 0.8836% | 0.8397% | 16152.01 | 6165.7157 | 142715.0614 | 137211.9077 | 138256.9674 | 1707.6217 | 100.8% | 1045.0597 | 0.073868 | 15.51% | 9.705% | 0.8726% | 0.8292%
861 | 137278.7972 | 2606.5594 | 139885.3567 | 137233.1603 | 100% | 45.637 | 482.3723 | 0.098857 | 14.67% | 8.912% | 0.03761% | 0.03621% | 24170.1116 | 1000 | 138278.7972 | 139650.2647 | 138278.7972 | 1000 | 99.02% | -1371.4675 | 0.14669 | 13.51% | 7.807% | -1.126% | -1.069%
862 | 129124.9842 | 5869.3175 | 134994.3017 | 127850.0267 | 101% | 1274.9575 | 275.6014 | 0.067658 | 15.78% | 9.962% | 1.143% | 1.086% | 12989.2653 | 1182.9457 | 130307.9299 | 125611.3073 | 128005.6245 | -1119.3597 | 101.9% | 2394.3172 | 0.045922 | 16.82% | 10.95% | 2.185% | 2.075%
863 | 130707.6794 | 4990.6956 | 135698.375 | 129951.4537 | 100.6% | 756.2257 | 364.6804 | 0.080004 | 15.3% | 9.51% | 0.6666% | 0.6336% | 17398.2815 | 4092.9804 | 134800.6598 | 127463.9108 | 129463.9079 | -1243.7715 | 101.6% | 1999.9972 | 0.052585 | 16.43% | 10.58% | 1.798% | 1.708%
864 | 134467.9957 | 3448.3398 | 137916.3355 | 133699.6983 | 100.6% | 768.2974 | 366.2456 | 0.080254 | 15.29% | 9.502% | 0.6582% | 0.6257% | 17975.6341 | 1310.4435 | 135778.4391 | 133946.9745 | 134715.2719 | 247.2762 | 100.6% | 768.2974 | 0.08029 | 15.29% | 9.501% | 0.657% | 0.6245%
865 | 129645.8726 | 6082.3112 | 135728.1838 | 127510.8417 | 101.7% | 2135.0309 | 205.8636 | 0.050171 | 16.55% | 10.7% | 1.919% | 1.823% | 9741.619 | 3439.3711 | 133085.2437 | 126979.7787 | 129380.3411 | -265.5315 | 101.9% | 2400.5624 | 0.046208 | 16.8% | 10.93% | 2.167% | 2.058%
866 | 124528.2593 | 9702.0328 | 134230.2921 | 123096.7819 | 101.2% | 1431.4774 | 242.5221 | 0.063292 | 15.97% | 10.14% | 1.333% | 1.266% | 11023.3105 | 8130.7415 | 132659.0008 | 121092.5014 | 123526.119 | -1002.1403 | 102% | 2433.6177 | 0.044022 | 16.94% | 11.06% | 2.303% | 2.188%
867 | 131101.8356 | 6074.625 | 137176.4606 | 129461.7616 | 101.3% | 1640.0739 | 235.0747 | 0.060552 | 16.09% | 10.26% | 1.452% | 1.379% | 11248.8358 | 3978.145 | 135079.9806 | 132199.7982 | 133839.8722 | 2738.0366 | 101.2% | 1640.0739 | 0.061243 | 16.05% | 10.23% | 1.422% | 1.351%
868 | 135815.8287 | 6788.5378 | 142604.3665 | 133689.5138 | 101.6% | 2126.315 | 211.8853 | 0.05202 | 16.46% | 10.61% | 1.823% | 1.732% | 10503.7421 | 6654.3136 | 142470.1424 | 135433.5003 | 137559.8153 | 1743.9866 | 101.6% | 2126.315 | 0.05256 | 16.43% | 10.59% | 1.799% | 1.709%
869 | 136455.5046 | 7764.2311 | 144219.7357 | 134924.4865 | 101.1% | 1531.018 | 246.1111 | 0.064034 | 15.93% | 10.11% | 1.3% | 1.235% | 12257.8755 | 1771.4249 | 138226.9294 | 130883.1824 | 134434.8525 | -2020.6521 | 102.7% | 3551.6701 | 0.032329 | 17.74% | 11.83% | 3.11% | 2.954%
870 | 136492.6127 | 5565.0198 | 142057.6326 | 133813.6256 | 102% | 2678.9871 | 182.385 | 0.044163 | 16.93% | 11.06% | 2.294% | 2.18% | 9086.3873 | 4457.4528 | 140950.0655 | 138133.3099 | 140812.2971 | 4319.6843 | 101.9% | 2678.9871 | 0.045311 | 16.86% | 10.99% | 2.223% | 2.112%
871 | 128053.0165 | 5999.7768 | 134052.7932 | 126043.5816 | 101.6% | 2009.4348 | 211.6161 | 0.051921 | 16.46% | 10.61% | 1.827% | 1.736% | 9890.7994 | 2608.071 | 130661.0875 | 126694.5653 | 128704.0002 | 650.9837 | 101.6% | 2009.4348 | 0.052137 | 16.45% | 10.6% | 1.818% | 1.727%
872 | 139160.1605 | 3104.1505 | 142264.3109 | 138064.0645 | 100.8% | 1096.096 | 319.2087 | 0.073018 | 15.54% | 9.741% | 0.9096% | 0.8644% | 16213.7153 | 1000 | 140160.1605 | 135546.2384 | 137901.2475 | -1258.913 | 101.7% | 2355.0091 | 0.049015 | 16.62% | 10.77% | 1.991% | 1.892%
873 | 138423.1717 | 5203.8786 | 143627.0504 | 136218.1486 | 101.6% | 2205.0231 | 209.8564 | 0.051276 | 16.49% | 10.64% | 1.855% | 1.762% | 10602.8788 | 3167.6737 | 141590.8454 | 137076.3914 | 139281.4144 | 858.2427 | 101.6% | 2205.0231 | 0.051543 | 16.48% | 10.63% | 1.843% | 1.751%
874 | 143275.0785 | 3374.6532 | 146649.7317 | 141839.1958 | 101% | 1435.8827 | 272.3613 | 0.06726 | 15.79% | 9.978% | 1.16% | 1.102% | 14243.2427 | 1134.0326 | 144409.1111 | 145496.4684 | 144409.1111 | 1134.0326 | 99.25% | -1087.3574 | 0.13512 | 13.78% | 8.063% | -0.8572% | -0.8137%
875 | 142826.9703 | 4577.7875 | 147404.7578 | 140744.8562 | 101.5% | 2082.1141 | 219.8455 | 0.05495 | 16.33% | 10.49% | 1.695% | 1.611% | 11460.9489 | 1000 | 143826.9703 | 138223.2486 | 141566.1665 | -1260.8038 | 102.4% | 3342.9179 | 0.036527 | 17.41% | 11.51% | 2.772% | 2.633%
876 | 132825.6139 | 6154.0458 | 138979.6597 | 131319.9328 | 101.1% | 1505.681 | 243.6885 | 0.063722 | 15.95% | 10.12% | 1.314% | 1.248% | 11814.348 | 3938.5524 | 136764.1663 | 128654.0078 | 131492.6513 | -1332.9625 | 102.2% | 2838.6436 | 0.040415 | 17.16% | 11.28% | 2.529% | 2.402%
877 | 133563.9832 | 6116.3152 | 139680.2984 | 132653.1127 | 100.7% | 910.8705 | 342.2187 | 0.076405 | 15.42% | 9.624% | 0.7866% | 0.7476% | 16683.4545 | 4422.7542 | 137986.7374 | 131414.9608 | 132944.9073 | -619.0759 | 101.2% | 1529.9465 | 0.063257 | 15.97% | 10.14% | 1.334% | 1.268%
878 | 141633.2614 | 3316.6087 | 144949.87 | 140824.0244 | 100.6% | 809.2369 | 366.2456 | 0.080254 | 15.29% | 9.502% | 0.6582% | 0.6257% | 18933.4843 | 1000 | 142633.2614 | 143949.5739 | 142633.2614 | 1000 | 99.09% | -1316.3125 | 0.14335 | 13.58% | 7.881% | -1.049% | -0.9956%
879 | 134096.0092 | 3715.5213 | 137811.5305 | 133217.5784 | 100.7% | 878.4308 | 348.0709 | 0.077342 | 15.39% | 9.594% | 0.7554% | 0.7179% | 17036.3457 | 1555.68 | 135651.6892 | 132916.2073 | 133945.3237 | -150.6855 | 100.8% | 1029.1164 | 0.073536 | 15.52% | 9.719% | 0.887% | 0.843%
880 | 131882.6024 | 7308.7824 | 139191.3847 | 130513.5364 | 101% | 1369.066 | 264.4952 | 0.066294 | 15.84% | 10.02% | 1.202% | 1.142% | 12732.0454 | 6182.7096 | 138065.312 | 132951.5596 | 134320.6256 | 2438.0233 | 101% | 1369.066 | 0.066801 | 15.81% | 9.997% | 1.18% | 1.121%
881 | 140245.2698 | 2299.1028 | 142544.3726 | 139876.5726 | 100.3% | 368.6972 | 432.9726 | 0.090943 | 14.93% | 9.163% | 0.3016% | 0.287% | 22163.6597 | 1104.482 | 141349.7518 | 143533.3466 | 141349.7518 | 1104.482 | 98.48% | -2183.5948 | 0.18181 | 12.89% | 7.22% | -1.744% | -1.656%
882 | 129397.6888 | 6632.4294 | 136030.1182 | 127371.8554 | 101.6% | 2025.8334 | 211.8853 | 0.05202 | 16.46% | 10.61% | 1.823% | 1.732% | 10007.3752 | 1915.8939 | 131313.5826 | 127194.6979 | 129309.11 | -88.5788 | 101.7% | 2114.4122 | 0.050392 | 16.54% | 10.69% | 1.905% | 1.81%
883 | 134102.0636 | 3051.4729 | 137153.5365 | 132945.0279 | 100.9% | 1157.0357 | 302.8286 | 0.071004 | 15.63% | 9.824% | 0.9971% | 0.9476% | 14822.6266 | 1981.8038 | 136083.8673 | 134661.0077 | 135818.0434 | 1715.9799 | 100.9% | 1157.0357 | 0.071296 | 15.62% | 9.812% | 0.9844% | 0.9355%
884 | 135428.0765 | 3460.2497 | 138888.3262 | 133190.3841 | 101.7% | 2237.6924 | 205.4648 | 0.050067 | 16.56% | 10.71% | 1.925% | 1.829% | 10156.3826 | 1000 | 136428.0765 | 135674.615 | 136428.0765 | 1000 | 100.6% | 753.4615 | 0.080917 | 15.27% | 9.481% | 0.6361% | 0.6046%
885 | 143750.0489 | 3309.9027 | 147059.9516 | 142445.7174 | 100.9% | 1304.3314 | 293.0982 | 0.069808 | 15.68% | 9.873% | 1.049% | 0.9969% | 15378.5001 | 3362.3794 | 147112.4282 | 141082.6995 | 143068.5399 | -681.509 | 101.4% | 1985.8404 | 0.056842 | 16.25% | 10.41% | 1.613% | 1.533%
886 | 126970.0702 | 4921.3206 | 131891.3908 | 124849.4026 | 101.7% | 2120.6676 | 204.1351 | 0.049728 | 16.58% | 10.73% | 1.947% | 1.849% | 9460.4505 | 2640.4004 | 129610.4706 | 126183.455 | 128304.1227 | 1334.0525 | 101.7% | 2120.6676 | 0.050057 | 16.56% | 10.71% | 1.926% | 1.83%
887 | 134663.5013 | 7189.2426 | 141852.7439 | 131637.2655 | 102.3% | 3026.2358 | 161.1098 | 0.038719 | 17.27% | 11.38% | 2.635% | 2.503% | 7918.8967 | 4221.8312 | 138885.3325 | 134032.6246 | 137058.8604 | 2395.3591 | 102.3% | 3026.2358 | 0.039473 | 17.22% | 11.33% | 2.588% | 2.458%
888 | 133575.2084 | 4739.458 | 138314.6664 | 131642.414 | 101.5% | 1932.7944 | 220.6486 | 0.055243 | 16.32% | 10.47% | 1.683% | 1.599% | 10757.7127 | 4363.9804 | 137939.1888 | 133237.6628 | 135170.4572 | 1595.2488 | 101.5% | 1932.7944 | 0.055707 | 16.3% | 10.46% | 1.662% | 1.579%
889 | 133587.1436 | 5171.1152 | 138758.2589 | 130144.7983 | 102.6% | 3442.3453 | 136.3112 | 0.033194 | 17.66% | 11.76% | 3.032% | 2.88% | 6646.4403 | 1534.138 | 135121.2816 | 129367.3702 | 133198.4296 | -388.7141 | 103% | 3831.0594 | 0.029206 | 18.03% | 12.1% | 3.394% | 3.224%
890 | 131219.5472 | 6586.0205 | 137805.5676 | 129732.0721 | 101.1% | 1487.475 | 243.6885 | 0.063722 | 15.95% | 10.12% | 1.314% | 1.248% | 11671.4943 | 2972.8457 | 134192.3928 | 130632.8804 | 132120.3554 | 900.8083 | 101.1% | 1487.475 | 0.06393 | 15.94% | 10.12% | 1.305% | 1.24%
891 | 133665.7519 | 5229.0049 | 138894.7568 | 132892.4119 | 100.6% | 773.34 | 364.6804 | 0.080004 | 15.3% | 9.51% | 0.6666% | 0.6336% | 17792.0256 | 1650.4196 | 135316.1714 | 134097.6812 | 134871.0212 | 1205.2693 | 100.6% | 773.34 | 0.080183 | 15.29% | 9.504% | 0.6606% | 0.6279%
892 | 129265.37 | 7386.5926 | 136651.9625 | 126838.2084 | 101.9% | 2427.1616 | 188.727 | 0.045785 | 16.83% | 10.96% | 2.193% | 2.083% | 8904.4902 | 5170.776 | 134436.146 | 128104.6009 | 130531.7625 | 1266.3926 | 101.9% | 2427.1616 | 0.046132 | 16.8% | 10.94% | 2.171% | 2.063%
893 | 135336.6508 | 4693.7567 | 140030.4075 | 133805.3028 | 101.1% | 1531.348 | 244.0175 | 0.063777 | 15.94% | 10.12% | 1.311% | 1.246% | 12053.9474 | 1000 | 136336.6508 | 133991.3348 | 135522.6828 | 186.032 | 101.1% | 1531.348 | 0.063819 | 15.94% | 10.12% | 1.31% | 1.244%
894 | 136966.4324 | 3545.3225 | 140511.7549 | 136524.861 | 100.3% | 441.5714 | 420.1316 | 0.088886 | 15% | 9.228% | 0.3703% | 0.3521% | 21003.5354 | 1104.2097 | 138070.6421 | 140890.1252 | 138070.6421 | 1104.2097 | 98% | -2819.4832 | 0.21621 | 12.34% | 6.697% | -2.295% | -2.179%
895 | 132660.7882 | 6022.7937 | 138683.5818 | 131001.2118 | 101.3% | 1659.5763 | 235.0747 | 0.060552 | 16.09% | 10.26% | 1.452% | 1.379% | 11382.5974 | 2726.7602 | 135387.5483 | 132158.4457 | 133818.022 | 1157.2338 | 101.3% | 1659.5763 | 0.060844 | 16.07% | 10.24% | 1.439% | 1.367%
896 | 129975.3155 | 6034.9599 | 136010.2755 | 127940.4389 | 101.6% | 2034.8767 | 211.8853 | 0.05202 | 16.46% | 10.61% | 1.823% | 1.732% | 10052.0478 | 4487.1668 | 134462.4823 | 122147.6693 | 127078.9307 | -2896.3848 | 104% | 4931.2615 | 0.017923 | 19.26% | 13.27% | 4.627% | 4.395%
897 | 138431.8439 | 4306.2749 | 142738.1188 | 136989.2591 | 101.1% | 1442.5848 | 263.6179 | 0.066187 | 15.84% | 10.02% | 1.207% | 1.147% | 13319.9847 | 2254.3745 | 140686.2184 | 138079.5672 | 139522.152 | 1090.3081 | 101% | 1442.5848 | 0.066406 | 15.83% | 10.01% | 1.197% | 1.137%
898 | 135779.8023 | 2827.4457 | 138607.2481 | 133867.2262 | 101.4% | 1912.5761 | 223.47 | 0.056285 | 16.27% | 10.43% | 1.637% | 1.556% | 11075.0919 | 2100.8115 | 137880.6138 | 131640.9194 | 134666.6489 | -1113.1534 | 102.3% | 3025.7295 | 0.038727 | 17.27% | 11.38% | 2.634% | 2.502%
899 | 132904.6883 | 6679.4618 | 139584.1501 | 130318.7347 | 102% | 2585.9536 | 183.6612 | 0.044488 | 16.91% | 11.04% | 2.274% | 2.16% | 8909.4419 | 4563.3947 | 137468.0831 | 130549.7587 | 133135.7123 | 231.024 | 102% | 2585.9536 | 0.044552 | 16.9% | 11.03% | 2.27% | 2.157%
900 | 130992.4362 | 5077.2262 | 136069.6625 | 128748.9598 | 101.7% | 2243.4764 | 200.9862 | 0.048922 | 16.63% | 10.77% | 1.997% | 1.897% | 9609.6017 | 3684.7372 | 134677.1734 | 131632.655 | 133876.1315 | 2883.6952 | 101.7% | 2243.4764 | 0.049622 | 16.59% | 10.73% | 1.953% | 1.856%
901 | 136812.6881 | 4298.541 | 141111.2291 | 135428.6169 | 101% | 1384.0711 | 270.2876 | 0.067006 | 15.8% | 9.989% | 1.171% | 1.113% | 13497.2513 | 2784.8479 | 139597.5359 | 132678.2651 | 135437.5122 | -1375.1759 | 102.1% | 2759.247 | 0.04274 | 17.02% | 11.14% | 2.383% | 2.264%
902 | 123254.9521 | 5320.3576 | 128575.3097 | 120493.6678 | 102.3% | 2761.2843 | 161.6346 | 0.038853 | 17.26% | 11.37% | 2.626% | 2.495% | 7271.6271 | 1000 | 124254.9521 | 121077.4496 | 123838.7339 | 583.7818 | 102.3% | 2761.2843 | 0.039055 | 17.25% | 11.36% | 2.614% | 2.483%
903 | 138733.6961 | 2634.1841 | 141367.8802 | 142156.7825 | 97.59% | -3423.0864 | 489.5105 | 0.25164 | 11.87% | 6.254% | -2.761% | -2.622% | 24787.7365 | 3431.5203 | 142165.2164 | 142611.2004 | 142165.2164 | 3431.5203 | 99.69% | -445.984 | 0.1137 | 14.27% | 8.536% | -0.359% | -0.3405%
904 | 132859.5169 | 5124.0195 | 137983.5364 | 132430.8418 | 100.3% | 428.6751 | 420.0718 | 0.088877 | 15% | 9.229% | 0.3705% | 0.3524% | 20370.8471 | 1280.4256 | 134139.9425 | 129636.3175 | 131462.2547 | -1397.2622 | 101.4% | 1825.9373 | 0.056817 | 16.25% | 10.41% | 1.614% | 1.534%
905 | 131348.2739 | 3774.3757 | 135122.6496 | 133632.1732 | 98.29% | -2283.8993 | 489.5105 | 0.19408 | 12.67% | 7.015% | -1.96% | -1.861% | 23468.1731 | 1000 | 132348.2739 | 136997.1491 | 132348.2739 | 1000 | 96.61% | -4648.8752 | 0.35562 | 10.74% | 5.182% | -3.89% | -3.695%
906 | 135235.8278 | 4705.3785 | 139941.2063 | 133808.8185 | 101.1% | 1427.0093 | 260.7466 | 0.065834 | 15.86% | 10.04% | 1.222% | 1.161% | 12870.7337 | 1540.7579 | 136776.5858 | 134342.7437 | 135769.753 | 533.9251 | 101.1% | 1427.0093 | 0.065945 | 15.85% | 10.03% | 1.217% | 1.156%
907 | 132273.1479 | 7466.5443 | 139739.6921 | 129846.1747 | 101.9% | 2426.9732 | 191.916 | 0.046601 | 16.78% | 10.91% | 2.142% | 2.035% | 9265.649 | 4893.5844 | 137166.7323 | 126212.4702 | 130456.2956 | -1816.8522 | 103.4% | 4243.8254 | 0.024149 | 18.49% | 12.54% | 3.854% | 3.661%
908 | 129844.8907 | 7340.0199 | 137184.9106 | 128496.9781 | 101% | 1347.9126 | 264.4952 | 0.066294 | 15.84% | 10.02% | 1.202% | 1.142% | 12535.3232 | 3037.5124 | 132882.4031 | 132948.9896 | 132882.4031 | 3037.5124 | 99.95% | -66.5866 | 0.10173 | 14.58% | 8.822% | -0.05793% | -0.05453%
909 | 129474.455 | 7514.4875 | 136988.9425 | 127599.3055 | 101.5% | 1875.1494 | 220.5489 | 0.055208 | 16.32% | 10.48% | 1.684% | 1.6% | 10422.7399 | 4178.9893 | 133653.4443 | 126868.6318 | 129109.1181 | -365.3369 | 101.8% | 2240.4863 | 0.048492 | 16.66% | 10.8% | 2.024% | 1.923%
910 | 131857.6955 | 5993.5316 | 137851.2272 | 129928.5898 | 101.5% | 1929.1058 | 219.4592 | 0.054808 | 16.33% | 10.49% | 1.701% | 1.617% | 10562.1466 | 3767.4043 | 135625.0998 | 128361.166 | 131073.9837 | -783.7119 | 102.1% | 2712.8176 | 0.042121 | 17.06% | 11.18% | 2.422% | 2.301%
911 | 137675.2232 | 3462.8404 | 141138.0636 | 136487.3582 | 100.9% | 1187.865 | 302.8286 | 0.071004 | 15.63% | 9.824% | 0.9971% | 0.9476% | 15217.5766 | 2806.6971 | 140481.9203 | 133914.9404 | 136389.0143 | -1286.2089 | 101.8% | 2474.0739 | 0.046997 | 16.75% | 10.89% | 2.117% | 2.011%
912 | 135298.1247 | 6364.1665 | 141662.2912 | 132551.8241 | 102.1% | 2746.3006 | 177.3803 | 0.042883 | 17.01% | 11.13% | 2.375% | 2.256% | 8759.7148 | 1328.3009 | 136626.4255 | 131465.8191 | 134755.1222 | -543.0025 | 102.5% | 3289.3031 | 0.034997 | 17.5% | 11.6% | 2.868% | 2.724%
913 | 132280.9548 | 4522.8819 | 136803.8367 | 130846.0478 | 101.1% | 1434.907 | 254.2763 | 0.065038 | 15.89% | 10.07% | 1.257% | 1.194% | 12277.1078 | 1000 | 133280.9548 | 129863.6533 | 131789.7576 | -491.1972 | 101.5% | 1926.1043 | 0.054849 | 16.33% | 10.49% | 1.7% | 1.615%
914 | 138259.9573 | 5642.1681 | 143902.1254 | 135037.5877 | 102.4% | 3222.3696 | 154.8488 | 0.037117 | 17.37% | 11.47% | 2.735% | 2.598% | 7814.4285 | 1268.6621 | 139528.6194 | 134053.1845 | 137767.7557 | -492.2016 | 102.8% | 3714.5712 | 0.031606 | 17.81% | 11.89% | 3.176% | 3.017%
915 | 130886.9443 | 2989.4079 | 133876.3522 | 130001.2471 | 100.7% | 885.6972 | 343.3652 | 0.076589 | 15.41% | 9.618% | 0.7805% | 0.7418% | 16403.8392 | 1000 | 131886.9443 | 129420.831 | 130596.7362 | -290.2081 | 100.9% | 1175.9052 | 0.069995 | 15.67% | 9.865% | 1.041% | 0.9892%
916 | 133204.0012 | 4608.4848 | 137812.4861 | 131276.5781 | 101.5% | 1927.4231 | 220.6486 | 0.055243 | 16.32% | 10.47% | 1.683% | 1.599% | 10727.8169 | 1452.2672 | 134656.2685 | 130764.8689 | 132948.1466 | -255.8546 | 101.7% | 2183.2777 | 0.050259 | 16.55% | 10.69% | 1.913% | 1.818%
917 | 137808.9358 | 4037.152 | 141846.0878 | 136548.7293 | 100.9% | 1260.2064 | 291.5429 | 0.069618 | 15.69% | 9.881% | 1.057% | 1.005% | 14664.6845 | 2597.8356 | 140406.7713 | 136443.6121 | 137756.3771 | -52.5586 | 101% | 1312.765 | 0.068584 | 15.74% | 9.924% | 1.102% | 1.048%
918 | 139073.4682 | 4457.483 | 143530.9512 | 139062.3313 | 100% | 11.137 | 487.7958 | 0.099725 | 14.64% | 8.885% | 0.008666% | 0.008719% | 24761.3985 | 3219.6464 | 142293.1146 | 140059.6947 | 140070.8316 | 997.3634 | 100% | 11.137 | 0.099727 | 14.64% | 8.885% | 0.008601% | 0.008657%
919 | 138265.7567 | 3973.1539 | 142238.9106 | 139863.6364 | 98.86% | -1597.8798 | 489.5105 | 0.15706 | 13.32% | 7.632% | -1.31% | -1.244% | 24704.1291 | 1000 | 139265.7567 | 140114.4337 | 139265.7567 | 1000 | 99.39% | -848.6771 | 0.12814 | 13.94% | 8.217% | -0.6948% | -0.6595%
920 | 145369.5101 | 3212.5859 | 148582.096 | 144632.0182 | 100.5% | 737.4919 | 380.1333 | 0.082478 | 15.22% | 9.431% | 0.584% | 0.5552% | 20169.8266 | 2582.5997 | 147952.1098 | 147901.8889 | 147952.1098 | 2582.5997 | 100% | 50.2209 | 0.098833 | 14.67% | 8.913% | 0.03841% | 0.03697%
921 | 119866.3971 | 5607.7847 | 125474.1817 | 118054.2716 | 101.5% | 1812.1255 | 215.8581 | 0.053483 | 16.39% | 10.55% | 1.759% | 1.671% | 9444.0603 | 3604.7421 | 123471.1392 | 113373.4939 | 117526.0082 | -2340.3889 | 103.7% | 4152.5143 | 0.021356 | 18.83% | 12.86% | 4.198% | 3.988%
922 | 136145.8387 | 6940.8754 | 143086.7141 | 134774.989 | 101% | 1370.8496 | 271.3244 | 0.067134 | 15.8% | 9.984% | 1.165% | 1.107% | 13482.9875 | 4694.3842 | 140840.2229 | 132695.8416 | 135106.2649 | -1039.5737 | 101.8% | 2410.4233 | 0.047565 | 16.72% | 10.85% | 2.082% | 1.978%
923 | 130929.3881 | 7435.8726 | 138365.2607 | 129152.9456 | 101.4% | 1776.4425 | 227.2884 | 0.057688 | 16.21% | 10.37% | 1.576% | 1.498% | 10861.9377 | 5727.5653 | 136656.9534 | 126447.4924 | 129576.6615 | -1352.7266 | 102.5% | 3129.169 | 0.035496 | 17.47% | 11.57% | 2.836% | 2.694%
924 | 123490.7848 | 10169.8293 | 133660.6142 | 120766.7572 | 102.3% | 2724.0277 | 164.2168 | 0.039513 | 17.22% | 11.33% | 2.585% | 2.456% | 7401.9291 | 4837.523 | 128328.3078 | 120080.6853 | 123147.7489 | -343.0359 | 102.6% | 3067.0636 | 0.034339 | 17.56% | 11.66% | 2.927% | 2.781%
925 | 128801.6042 | 5008.9513 | 133810.5555 | 127440.7855 | 101.1% | 1360.8187 | 260.4575 | 0.065798 | 15.86% | 10.04% | 1.224% | 1.163% | 12244.7802 | 4874.0282 | 133675.6324 | 128912.9909 | 130273.8096 | 1472.2054 | 101.1% | 1360.8187 | 0.066119 | 15.84% | 10.03% | 1.21% | 1.149%
926 | 136155.209 | 5457.8757 | 141613.0847 | 133482.8442 | 102% | 2672.3648 | 182.385 | 0.044163 | 16.93% | 11.06% | 2.294% | 2.18% | 9063.9261 | 1832.7909 | 137988 | 136889.7588 | 137988 | 1832.7909 | 100.8% | 1098.2412 | 0.072797 | 15.55% | 9.75% | 0.9192% | 0.8735%
927 | 138769.2926 | 3607.999 | 142377.2916 | 137510.1546 | 100.9% | 1259.138 | 293.0982 | 0.069808 | 15.68% | 9.873% | 1.049% | 0.9969% | 14845.6547 | 1000 | 139769.2926 | 134930.2393 | 137479.335 | -1289.9576 | 101.9% | 2549.0956 | 0.046232 | 16.8% | 10.93% | 2.165% | 2.057%
928 | 136181.0638 | 5278.3358 | 141459.3996 | 133873.3568 | 101.7% | 2307.707 | 202.3279 | 0.049265 | 16.61% | 10.75% | 1.976% | 1.877% | 10056.9266 | 1000 | 137181.0638 | 136349.2342 | 137181.0638 | 1000 | 100.6% | 831.8296 | 0.079037 | 15.33% | 9.54% | 0.6988% | 0.6642%
929 | 133873.5077 | 5032.8386 | 138906.3463 | 132438.6742 | 101.1% | 1434.8334 | 257.1177 | 0.065387 | 15.87% | 10.06% | 1.241% | 1.18% | 12563.7535 | 1000 | 134873.5077 | 134063.2182 | 134873.5077 | 1000 | 100.6% | 810.2895 | 0.079231 | 15.33% | 9.534% | 0.6923% | 0.6581%
930 | 133531.5983 | 3491.1919 | 137022.7902 | 132193.3634 | 101% | 1338.2349 | 272.3613 | 0.06726 | 15.79% | 9.978% | 1.16% | 1.102% | 13274.6252 | 3554.0232 | 137085.6214 | 131671.0014 | 133270.4173 | -261.181 | 101.2% | 1599.4159 | 0.061926 | 16.03% | 10.2% | 1.392% | 1.323%
931 | 135087.2922 | 4329.7209 | 139417.0131 | 132634.5231 | 101.8% | 2452.7691 | 193.3363 | 0.046965 | 16.75% | 10.89% | 2.119% | 2.013% | 9532.8066 | 1342.708 | 136430.0002 | 133707.095 | 136159.8641 | 1072.5719 | 101.8% | 2452.7691 | 0.047237 | 16.74% | 10.87% | 2.102% | 1.997%
932 | 131351.8036 | 6412.6853 | 137764.4889 | 129862.8293 | 101.1% | 1488.9742 | 243.6885 | 0.063722 | 15.95% | 10.12% | 1.314% | 1.248% | 11683.2581 | 3655.2525 | 135007.0561 | 131122.949 | 132611.9232 | 1260.1196 | 101.1% | 1488.9742 | 0.064012 | 15.93% | 10.11% | 1.301% | 1.236%
933 | 128088.4581 | 10108.5731 | 138197.0312 | 126642.0295 | 101.1% | 1446.4286 | 244.516 | 0.063839 | 15.94% | 10.12% | 1.309% | 1.244% | 11431.6822 | 5825.571 | 133914.0291 | 122867.4542 | 126201.1704 | -1887.2876 | 102.7% | 3333.7162 | 0.032333 | 17.74% | 11.83% | 3.11% | 2.954%
934 | 135462.6281 | 4540.6468 | 140003.2749 | 134038.856 | 101.1% | 1423.7721 | 261.6638 | 0.065946 | 15.85% | 10.03% | 1.217% | 1.156% | 12937.6692 | 1000 | 136462.6281 | 135901.6395 | 136462.6281 | 1000 | 100.4% | 560.9886 | 0.085816 | 15.11% | 9.326% | 0.4727% | 0.4494%
935 | 139415.1429 | 5673.8721 | 145089.015 | 137435.1568 | 101.4% | 1979.9861 | 222.6177 | 0.055969 | 16.28% | 10.44% | 1.651% | 1.569% | 11328.2405 | 4367.9527 | 143783.0956 | 139361.8546 | 141341.8407 | 1926.6978 | 101.4% | 1979.9861 | 0.056495 | 16.26% | 10.42% | 1.628% | 1.547%
936 | 123206.9125 | 10738.2759 | 133945.1884 | 121698.8906 | 101.2% | 1508.0218 | 237.0587 | 0.061282 | 16.05% | 10.23% | 1.42% | 1.349% | 10660.6533 | 5433.967 | 128640.8795 | 121605.7131 | 123160.3237 | -46.5887 | 101.3% | 1554.6106 | 0.060247 | 16.1% | 10.27% | 1.465% | 1.392%
937 | 126989.4447 | 9116.32 | 136105.7646 | 124919.249 | 101.7% | 2070.1957 | 207.0998 | 0.050486 | 16.53% | 10.68% | 1.899% | 1.804% | 9599.3155 | 3221.7601 | 130211.2048 | 127875.2212 | 129945.417 | 2955.9723 | 101.6% | 2070.1957 | 0.051271 | 16.49% | 10.64% | 1.855% | 1.763%
938 | 141424.51 | 3783.2492 | 145207.7592 | 140135.5755 | 100.9% | 1288.9345 | 292.2109 | 0.0697 | 15.69% | 9.878% | 1.054% | 1.001% | 15083.9097 | 1227.3297 | 142651.8396 | 143212.9656 | 142651.8396 | 1227.3297 | 99.61% | -561.126 | 0.1176 | 14.18% | 8.45% | -0.4497% | -0.4266%
939 | 142014.9061 | 4387.873 | 146402.779 | 140534.9825 | 101.1% | 1479.9235 | 263.6179 | 0.066187 | 15.84% | 10.02% | 1.207% | 1.147% | 13664.7488 | 1220.735 | 143235.6411 | 137913.2713 | 140704.0505 | -1310.8556 | 102% | 2790.7791 | 0.043768 | 16.95% | 11.08% | 2.319% | 2.203%
940 | 134384.5695 | 3487.1354 | 137871.7049 | 132164.1191 | 101.7% | 2220.4504 | 205.4648 | 0.050067 | 16.56% | 10.71% | 1.925% | 1.829% | 10078.1251 | 3263.4208 | 137647.9903 | 130030.7758 | 133317.8979 | -1066.6716 | 102.5% | 3287.1221 | 0.03467 | 17.53% | 11.63% | 2.897% | 2.752%
941 | 139759.7099 | 6551.2364 | 146310.9463 | 137216.5879 | 101.9% | 2543.1219 | 193.0429 | 0.046889 | 16.76% | 10.89% | 2.124% | 2.018% | 9847.5611 | 2841.9246 | 142601.6345 | 136526.5187 | 139414.6753 | -345.0346 | 102.1% | 2888.1566 | 0.042083 | 17.06% | 11.18% | 2.424% | 2.303%
942 | 131768.6341 | 3586.6672 | 135355.3013 | 130420.3129 | 101% | 1348.3212 | 267.7453 | 0.066694 | 15.82% | 10% | 1.185% | 1.126% | 12877.3587 | 1000 | 132768.6341 | 132003.3051 | 132768.6341 | 1000 | 100.6% | 765.3291 | 0.080077 | 15.3% | 9.507% | 0.6641% | 0.6312%
943 | 130550.0789 | 5934.0945 | 136484.1734 | 127758.345 | 102.2% | 2791.7339 | 169.2649 | 0.040805 | 17.14% | 11.26% | 2.504% | 2.379% | 8065.6045 | 6636.2715 | 137186.3504 | 123890.078 | 128615.9454 | -1934.1335 | 103.8% | 4725.8674 | 0.019963 | 19.01% | 13.03% | 4.372% | 4.153%
944 | 134904.0935 | 4818.0033 | 139722.0968 | 132042.0881 | 102.2% | 2862.0053 | 170.5314 | 0.041129 | 17.12% | 11.24% | 2.484% | 2.36% | 8396.9644 | 4776.1334 | 139680.2268 | 129851.4683 | 133808.7836 | -1095.3099 | 103% | 3957.3153 | 0.028119 | 18.13% | 12.19% | 3.493% | 3.318%
945 | 138722.0145 | 4446.2184 | 143168.2329 | 136751.2834 | 101.4% | 1970.7311 | 222.5864 | 0.055958 | 16.28% | 10.45% | 1.651% | 1.569% | 11270.335 | 1000 | 139722.0145 | 136067.3249 | 138380.0353 | -341.9793 | 101.7% | 2312.7103 | 0.049708 | 16.58% | 10.73% | 1.948% | 1.851%
946 | 127852.5786 | 6685.1021 | 134537.6808 | 125932.6019 | 101.5% | 1919.9767 | 216.6025 | 0.053757 | 16.38% | 10.54% | 1.747% | 1.66% | 10108.0138 | 4704.0152 | 132556.5938 | 127286.0287 | 129206.0054 | 1353.4268 | 101.5% | 1919.9767 | 0.054184 | 16.36% | 10.52% | 1.729% | 1.642%
947 | 130106.809 | 4133.2792 | 134240.0882 | 129763.1765 | 100.3% | 343.6325 | 432.7034 | 0.0909 | 14.94% | 9.165% | 0.3031% | 0.2883% | 20548.645 | 4134.068 | 134240.877 | 131069.9602 | 131413.5927 | 1306.7837 | 100.3% | 343.6325 | 0.090991 | 14.93% | 9.162% | 0.3% | 0.2854%
948 | 134675.0002 | 3740.9722 | 138415.9724 | 133447.9412 | 100.9% | 1227.059 | 292.2707 | 0.069707 | 15.69% | 9.877% | 1.054% | 1.001% | 14366.9678 | 1408.5533 | 136083.5535 | 135647.3938 | 136083.5535 | 1408.5533 | 100.3% | 436.1597 | 0.088951 | 15% | 9.226% | 0.3681% | 0.3501%
949 | 134292.7808 | 7581.4494 | 141874.2302 | 131828.751 | 101.9% | 2464.0298 | 191.916 | 0.046601 | 16.78% | 10.91% | 2.142% | 2.035% | 9407.123 | 7868.8563 | 142161.6371 | 128747.534 | 132752.1723 | -1540.6085 | 103.1% | 4004.6383 | 0.027326 | 18.2% | 12.26% | 3.565% | 3.387%
950 | 140295.6669 | 4284.8725 | 144580.5394 | 139124.844 | 100.8% | 1170.8229 | 308.9898 | 0.071762 | 15.6% | 9.792% | 0.9642% | 0.9163% | 15822.7256 | 2560.2735 | 142855.9404 | 137588.6986 | 139527.5942 | -768.0727 | 101.4% | 1938.8956 | 0.056799 | 16.25% | 10.41% | 1.615% | 1.534%
951 | 122660.2667 | 7454.7198 | 130114.9865 | 120883.8056 | 101.5% | 1776.4611 | 220.5489 | 0.055208 | 16.32% | 10.48% | 1.684% | 1.6% | 9874.1953 | 4656.655 | 127316.9217 | 121026.8911 | 122803.3522 | 143.0855 | 101.5% | 1776.4611 | 0.055254 | 16.32% | 10.47% | 1.682% | 1.598%
952 | 134042.901 | 7221.7465 | 141264.6475 | 131781.1485 | 101.7% | 2261.7525 | 202.8627 | 0.049403 | 16.6% | 10.74% | 1.967% | 1.869% | 9925.1932 | 4434.3133 | 138477.2143 | 133388.4738 | 135650.2263 | 1607.3253 | 101.7% | 2261.7525 | 0.049782 | 16.58% | 10.72% | 1.943% | 1.846%
953 | 131689.6256 | 8055.1304 | 139744.756 | 130212.0803 | 101.1% | 1477.5453 | 246.1111 | 0.064034 | 15.93% | 10.11% | 1.3% | 1.235% | 11829.7539 | 5559.1657 | 137248.7913 | 131230.8737 | 132708.419 | 1018.7934 | 101.1% | 1477.5453 | 0.064266 | 15.92% | 10.1% | 1.29% | 1.226%
954 | 129334.8715 | 4907.3848 | 134242.2563 | 126796.3718 | 102% | 2538.4997 | 182.385 | 0.044163 | 16.93% | 11.06% | 2.294% | 2.18% | 8609.8926 | 2706.4429 | 132041.3144 | 124594.6844 | 128234.0278 | -1100.8437 | 102.9% | 3639.3434 | 0.029715 | 17.98% | 12.06% | 3.348% | 3.18%
955 | 126368.7982 | 5369.3607 | 131738.1589 | 124385.7924 | 101.6% | 1983.0057 | 211.6161 | 0.051921 | 16.46% | 10.61% | 1.827% | 1.736% | 9760.7106 | 6157.1464 | 132525.9446 | 124990.4421 | 126973.4478 | 604.6496 | 101.6% | 1983.0057 | 0.052125 | 16.45% | 10.6% | 1.818% | 1.727%
956 | 134866.9394 | 6739.966 | 141606.9055 | 131181.4046 | 102.8% | 3685.5349 | 124.5211 | 0.03112 | 17.85% | 11.94% | 3.22% | 3.059% | 6129.7302 | 2869.8755 | 137736.8149 | 128384.4681 | 133468.4712 | -1398.4682 | 104% | 5084.0031 | 0.01863 | 19.17% | 13.19% | 4.539% | 4.311%
957 | 142897.554 | 3848.4241 | 146745.9781 | 141930.5824 | 100.7% | 966.9716 | 343.3652 | 0.076589 | 15.41% | 9.618% | 0.7805% | 0.7418% | 17909.1086 | 4995.1437 | 147892.6977 | 146187.2493 | 147154.221 | 4256.6669 | 100.7% | 966.9716 | 0.077271 | 15.39% | 9.596% | 0.7577% | 0.7202%
958 | 131251.8013 | 7062.709 | 138314.5103 | 127621.9171 | 102.8% | 3629.8842 | 122.0287 | 0.030682 | 17.89% | 11.97% | 3.26% | 3.097% | 5846.0175 | 2664.5353 | 133916.3365 | 123490.0739 | 129185.8797 | -2065.9216 | 104.6% | 5695.8058 | 0.013487 | 19.92% | 13.9% | 5.287% | 5.022%
959 | 140700.3031 | 2671.5247 | 143371.8279 | 145273.3025 | 96.85% | -4572.9994 | 489.5105 | 0.32748 | 11.02% | 5.449% | -3.609% | -3.427% | 25139.1128 | 1000 | 141700.3031 | 140641.9371 | 138384.6204 | -2315.6827 | 98.39% | -2257.3167 | 0.18728 | 12.79% | 7.129% | -1.84% | -1.747%
960 | 132241.8665 | 5176.1581 | 137418.0246 | 131268.882 | 100.7% | 972.9844 | 330.5143 | 0.07453 | 15.48% | 9.683% | 0.8492% | 0.807% | 15953.3585 | 3038.7092 | 135280.5757 | 135098.2486 | 135280.5757 | 3038.7092 | 100.1% | 182.327 | 0.095363 | 14.79% | 9.023% | 0.1542% | 0.1469%
961 | 134248.6048 | 3857.7185 | 138106.3233 | 134013.4847 | 100.2% | 235.1201 | 451.8751 | 0.093971 | 14.83% | 9.067% | 0.2006% | 0.191% | 22142.2125 | 1000 | 135248.6048 | 134752.5074 | 134987.6275 | 739.0227 | 100.2% | 235.1201 | 0.094004 | 14.83% | 9.066% | 0.1995% | 0.19%
962 | 134682.223 | 4845.0674 | 139527.2903 | 133261.0553 | 101.1% | 1421.1676 | 260.7466 | 0.065834 | 15.86% | 10.04% | 1.222% | 1.161% | 12818.0457 | 7979.1805 | 142661.4035 | 134739.5245 | 136160.6922 | 1478.4692 | 101.1% | 1421.1676 | 0.066142 | 15.84% | 10.02% | 1.209% | 1.148%
963 | 133719.8859 | 4185.8489 | 137905.7348 | 132275.025 | 101.1% | 1444.8609 | 255.2035 | 0.065152 | 15.88% | 10.07% | 1.252% | 1.189% | 12455.9098 | 2779.9993 | 136499.8852 | 133589.7632 | 135034.6241 | 1314.7382 | 101.1% | 1444.8609 | 0.065435 | 15.87% | 10.05% | 1.239% | 1.178%
964 | 129345.3258 | 2939.6665 | 132284.9923 | 130020.8932 | 99.48% | -675.5673 | 489.5105 | 0.12389 | 14.04% | 8.31% | -0.5961% | -0.5657% | 23110.3037 | 3561.8828 | 132907.2086 | 127622.1569 | 128145.9577 | -1199.3681 | 100.4% | 523.8008 | 0.085897 | 15.1% | 9.323% | 0.47% | 0.4469%
965 | 134240.6378 | 5351.4957 | 139592.1335 | 132726.8648 | 101.1% | 1513.773 | 244.8649 | 0.063881 | 15.94% | 10.12% | 1.307% | 1.242% | 11997.8513 | 4221.574 | 138462.2118 | 134801.3691 | 136315.1421 | 2074.5043 | 101.1% | 1513.773 | 0.064344 | 15.92% | 10.1% | 1.287% | 1.223%
966 | 133889.0288 | 4890.9537 | 138779.9825 | 132182.9734 | 101.3% | 1706.0554 | 233.3699 | 0.059923 | 16.11% | 10.28% | 1.479% | 1.405% | 11404.67 | 1000 | 134889.0288 | 131193.2243 | 133394.1542 | -494.8746 | 101.7% | 2200.93 | 0.050112 | 16.56% | 10.7% | 1.923% | 1.827%
967 | 132969.9685 | 6320.0418 | 139290.0103 | 131533.0225 | 101.1% | 1436.946 | 255.1736 | 0.065148 | 15.89% | 10.07% | 1.252% | 1.189% | 12384.6039 | 1406.5328 | 134376.5012 | 135254.698 | 134376.5012 | 1406.5328 | 99.35% | -878.1968 | 0.13029 | 13.89% | 8.169% | -0.7448% | -0.7069%
968 | 128743.5936 | 7455.968 | 136199.5615 | 125883.4832 | 102.3% | 2860.1104 | 163.0439 | 0.039212 | 17.24% | 11.35% | 2.604% | 2.474% | 7661.6629 | 6104.6841 | 134848.2777 | 124925.755 | 128264.7295 | -478.8641 | 102.7% | 3338.9745 | 0.032844 | 17.7% | 11.79% | 3.063% | 2.91%
969 | 133768.0527 | 4752.6033 | 138520.656 | 132317.0145 | 101.1% | 1451.0382 | 254.2763 | 0.065038 | 15.89% | 10.07% | 1.257% | 1.194% | 12415.1266 | 3452.8758 | 137220.9285 | 131305.7654 | 133262.4281 | -505.6245 | 101.5% | 1956.6627 | 0.054665 | 16.34% | 10.5% | 1.708% | 1.622%
970 | 133212.0745 | 6695.1248 | 139907.1993 | 129571.7624 | 102.8% | 3640.3121 | 124.5211 | 0.03112 | 17.85% | 11.94% | 3.22% | 3.059% | 6054.5163 | 1714.8527 | 134926.9272 | 132084.8596 | 134926.9272 | 1714.8527 | 102.2% | 2842.0675 | 0.041419 | 17.1% | 11.22% | 2.466% | 2.343%
971 | 135455.4323 | 5134.0437 | 140589.476 | 133014.9276 | 101.8% | 2440.5047 | 194.3786 | 0.047231 | 16.74% | 10.87% | 2.103% | 1.998% | 9610.3154 | 1861.4856 | 137316.9179 | 133352.7962 | 135793.3009 | 337.8686 | 101.8% | 2440.5047 | 0.047316 | 16.73% | 10.87% | 2.097% | 1.993%
972 | 128168.5667 | 3635.9877 | 131804.5544 | 126366.2001 | 101.4% | 1802.3666 | 223.6471 | 0.056348 | 16.27% | 10.43% | 1.634% | 1.553% | 10462.5533 | 2700.8068 | 130869.3735 | 128071.5222 | 129873.8888 | 1705.3221 | 101.4% | 1802.3666 | 0.056849 | 16.25% | 10.41% | 1.613% | 1.532%
973 | 136145.7609 | 3698.8458 | 139844.6067 | 134900.7635 | 100.9% | 1244.9973 | 291.5429 | 0.069618 | 15.69% | 9.881% | 1.057% | 1.005% | 14487.7008 | 1771.1086 | 137916.8695 | 135289.6921 | 136534.6894 | 388.9286 | 100.9% | 1244.9973 | 0.069688 | 15.69% | 9.878% | 1.054% | 1.002%
974 | 123474.4656 | 9058.2796 | 132532.7452 | 120780.0318 | 102.2% | 2694.4339 | 165.9949 | 0.039967 | 17.19% | 11.31% | 2.557% | 2.429% | 7481.0889 | 6990.5237 | 130464.9893 | 120128.4318 | 123148.6656 | -325.8 | 102.5% | 3020.2338 | 0.034843 | 17.51% | 11.61% | 2.882% | 2.737%
975 | 140362.0067 | 4033.391 | 144395.3977 | 141351.023 | 99.3% | -989.0163 | 489.5105 | 0.13277 | 13.83% | 8.114% | -0.8026% | -0.7618% | 25078.6689 | 1000 | 141362.0067 | 140139.0257 | 139756.0081 | -605.9986 | 99.73% | -383.0176 | 0.11176 | 14.32% | 8.579% | -0.3138% | -0.2976%
976 | 125063.0051 | 6680.1758 | 131743.1809 | 122922.1113 | 101.7% | 2140.8938 | 201.0483 | 0.048938 | 16.63% | 10.77% | 1.996% | 1.896% | 9177.4504 | 5331.4292 | 130394.4344 | 122543.5991 | 124873.749 | -189.2561 | 101.9% | 2330.1499 | 0.046007 | 16.81% | 10.95% | 2.179% | 2.07%
977 | 134131.987 | 4933.821 | 139065.808 | 132447.7178 | 101.3% | 1684.2693 | 234.7258 | 0.060425 | 16.09% | 10.26% | 1.457% | 1.385% | 11491.7463 | 3108.3624 | 137240.3494 | 137262.4088 | 137240.3494 | 3108.3624 | 99.98% | -22.0594 | 0.10055 | 14.61% | 8.859% | -0.01894% | -0.0175%
978 | 127721.2613 | 6223.5019 | 133944.7632 | 126435.2386 | 101% | 1286.0227 | 271.3244 | 0.067134 | 15.8% | 9.984% | 1.165% | 1.107% | 12648.6728 | 3790.4162 | 131511.6775 | 128601.9443 | 129887.967 | 2166.7057 | 101% | 1286.0227 | 0.067585 | 15.78% | 9.965% | 1.146% | 1.089%
979 | 132132.3773 | 4400.3985 | 136532.7757 | 130887.1046 | 101% | 1245.2727 | 285.4315 | 0.068866 | 15.72% | 9.912% | 1.09% | 1.036% | 13765.8812 | 2558.1285 | 134690.5057 | 130111.5227 | 131744.5863 | -387.7909 | 101.3% | 1633.0636 | 0.06086 | 16.07% | 10.24% | 1.438% | 1.367%
980 | 131728.5356 | 3527.456 | 135255.9916 | 130527.9696 | 100.9% | 1200.566 | 292.2109 | 0.0697 | 15.69% | 9.878% | 1.054% | 1.001% | 14049.7664 | 1290.3721 | 133018.9077 | 127868.6712 | 130398.8864 | -1329.6492 | 102% | 2530.2152 | 0.04459 | 16.9% | 11.03% | 2.268% | 2.154%
981 | 129250.4505 | 7220.4249 | 136470.8754 | 127829.0458 | 101.1% | 1421.4047 | 250.9863 | 0.064634 | 15.91% | 10.09% | 1.274% | 1.211% | 11840.6342 | 5417.6532 | 134668.1037 | 125805.9142 | 128238.8847 | -1011.5658 | 101.9% | 2432.9705 | 0.045412 | 16.85% | 10.98% | 2.216% | 2.106%
982 | 138629.0321 | 2837.6927 | 141466.7248 | 136676.3221 | 101.4% | 1952.71 | 223.47 | 0.056285 | 16.27% | 10.43% | 1.637% | 1.556% | 11307.4937 | 4751.403 | 143380.435 | 139243.7491 | 141196.4591 | 2567.427 | 101.4% | 1952.71 | 0.056979 | 16.24% | 10.4% | 1.607% | 1.527%
983 | 132924.0021 | 4899.2542 | 137823.2563 | 131482.1197 | 101.1% | 1441.8824 | 254.2763 | 0.065038 | 15.89% | 10.07% | 1.257% | 1.194% | 12336.7896 | 5100.6717 | 138024.6738 | 130806.8653 | 132586.3749 | -337.6272 | 101.4% | 1779.5096 | 0.058085 | 16.19% | 10.36% | 1.559% | 1.481%
984 | 140868.3185 | 5098.167 | 145966.4856 | 138680.2242 | 101.6% | 2188.0944 | 212.7925 | 0.052355 | 16.44% | 10.59% | 1.808% | 1.718% | 10941.1397 | 3563.9806 | 144432.2991 | 140366.4459 | 142554.5403 | 1686.2217 | 101.6% | 2188.0944 | 0.052854 | 16.42% | 10.57% | 1.786% | 1.697%
985 | 127342.0043 | 5788.2729 | 133130.2772 | 124917.3084 | 101.9% | 2424.6959 | 186.7597 | 0.045282 | 16.86% | 10.99% | 2.225% | 2.113% | 8680.5591 | 5338.4942 | 132680.4985 | 126998.8498 | 129423.5457 | 2081.5415 | 101.9% | 2424.6959 | 0.045865 | 16.82% | 10.95% | 2.188% | 2.079%
986 | 142762.5051 | 2110.5738 | 144873.0789 | 141669.8939 | 100.8% | 1092.6112 | 324.0739 | 0.073615 | 15.52% | 9.716% | 0.8836% | 0.8397% | 16886.9459 | 1000 | 143762.5051 | 141069.915 | 142462.5156 | -299.9894 | 101% | 1392.6006 | 0.067923 | 15.76% | 9.951% | 1.131% | 1.075%
987 | 136996.7086 | 2601.2033 | 139597.9119 | 138058.1266 | 99.23% | -1061.4181 | 489.5105 | 0.13618 | 13.75% | 8.039% | -0.8818% | -0.8371% | 24477.3866 | 2747.3526 | 139744.0612 | 139937.7016 | 139744.0612 | 2747.3526 | 99.86% | -193.6405 | 0.10511 | 14.47% | 8.726% | -0.1591% | -0.1507%
988 | 134432.8409 | 6354.7629 | 140787.6038 | 132908.9407 | 101.1% | 1523.9002 | 243.6885 | 0.063722 | 15.95% | 10.12% | 1.314% | 1.248% | 11957.305 | 4565.6755 | 138998.5164 | 130646.6048 | 133301.6729 | -1131.168 | 102% | 2655.0682 | 0.043609 | 16.96% | 11.09% | 2.329% | 2.213%
989 | 125809.8357 | 6922.467 | 132732.3026 | 124701.9874 | 100.9% | 1107.8483 | 298.9404 | 0.070527 | 15.65% | 9.843% | 1.018% | 0.9673% | 13727.5195 | 2420.6123 | 128230.448 | 124826.4152 | 125934.2634 | 124.4278 | 100.9% | 1107.8483 | 0.07055 | 15.65% | 9.842% | 1.017% | 0.9663%
990 | 133235.5271 | 6813.1804 | 140048.7074 | 131194.3794 | 101.6% | 2041.1477 | 214.3657 | 0.052934 | 16.42% | 10.57% | 1.783% | 1.694% | 10424.8116 | 5569.4525 | 138804.9796 | 134963.9614 | 137005.1091 | 3769.582 | 101.5% | 2041.1477 | 0.05408 | 16.37% | 10.52% | 1.733% | 1.647%
991 | 138451.4092 | 2593.1326 | 141044.5418 | 138128.5336 | 100.2% | 322.8756 | 439.3731 | 0.091968 | 14.9% | 9.131% | 0.2674% | 0.2545% | 22203.616 | 3136.0264 | 141587.4356 | 137237.1138 | 138005.6993 | -445.7099 | 100.6% | 768.5855 | 0.080756 | 15.27% | 9.486% | 0.6415% | 0.6098%
992 | 123451.2502 | 8414.6103 | 131865.8605 | 122110.3173 | 101.1% | 1340.9329 | 253.9573 | 0.064999 | 15.89% | 10.07% | 1.258% | 1.196% | 11443.2401 | 5382.4457 | 128833.6959 | 124919.019 | 126259.9519 | 2808.7017 | 101.1% | 1340.9329 | 0.065649 | 15.86% | 10.04% | 1.23% | 1.169%
993 | 132151.5533 | 6000.3908 | 138151.9441 | 130498.3474 | 101.3% | 1653.2058 | 235.0747 | 0.060552 | 16.09% | 10.26% | 1.452% | 1.379% | 11338.9039 | 1000 | 133151.5533 | 126429.0711 | 130116.9151 | -2034.6382 | 102.9% | 3687.844 | 0.029766 | 17.98% | 12.05% | 3.343% | 3.176%
994 | 133986.5416 | 2977.4787 | 136964.0203 | 132860.7225 | 100.8% | 1125.819 | 307.7436 | 0.071609 | 15.6% | 9.799% | 0.9708% | 0.9226% | 15050.2284 | 4310.726 | 138297.2676 | 134394.5187 | 135520.3377 | 1533.7961 | 100.8% | 1125.819 | 0.071864 | 15.59% | 9.788% | 0.9598% | 0.9121%
995 | 136519.481 | 6461.4417 | 142980.9227 | 135044.1771 | 101.1% | 1475.304 | 255.1736 | 0.065148 | 15.89% | 10.07% | 1.252% | 1.189% | 12715.1997 | 3252.5033 | 139771.9843 | 137025.8766 | 138501.1806 | 1981.6996 | 101.1% | 1475.304 | 0.065565 | 15.87% | 10.05% | 1.234% | 1.172%
996 | 129564.6248 | 8925.7456 | 138490.3704 | 126531.1133 | 102.4% | 3033.5115 | 154.0513 | 0.036913 | 17.38% | 11.49% | 2.748% | 2.61% | 7285.2517 | 7740.1461 | 137304.7709 | 126823.4545 | 129856.966 | 292.3412 | 102.4% | 3033.5115 | 0.037014 | 17.37% | 11.48% | 2.741% | 2.604%
997 | 126818.3242 | 7401.1113 | 134219.4355 | 123951.5585 | 102.3% | 2866.7657 | 160.1128 | 0.038465 | 17.28% | 11.39% | 2.651% | 2.518% | 7411.4123 | 4734.5576 | 131552.8819 | 126566.2942 | 129433.0599 | 2614.7357 | 102.3% | 2866.7657 | 0.039341 | 17.23% | 11.34% | 2.596% | 2.466%
998 | 132943.0703 | 3923.4854 | 136866.5557 | 131582.7317 | 101% | 1360.3386 | 267.7453 | 0.066694 | 15.82% | 10% | 1.185% | 1.126% | 12992.1329 | 1000 | 133943.0703 | 131198.26 | 132750.8345 | -192.2358 | 101.2% | 1552.5745 | 0.062751 | 15.99% | 10.16% | 1.356% | 1.288%
999 | 136547.0961 | 2008.0455 | 138555.1417 | 136269.3693 | 100.2% | 277.7268 | 445.7936 | 0.092997 | 14.87% | 9.098% | 0.2331% | 0.2219% | 22218.213 | 1512.5753 | 138059.6714 | 135875.5605 | 136350.1917 | -196.9044 | 100.3% | 474.6313 | 0.087997 | 15.03% | 9.257% | 0.3999% | 0.3803%
1000 | 132373.6733 | 6028.034 | 138401.7073 | 129044.4246 | 102.6% | 3329.2487 | 140.9711 | 0.034014 | 17.59% | 11.69% | 2.957% | 2.809% | 6811.2128 | 4737.6005 | 137111.2738 | 124735.037 | 130218.9795 | -2154.6938 | 104.4% | 5483.9425 | 0.014971 | 19.67% | 13.66% | 5.039% | 4.787%

## Alternative 3
Average >> | 132778.3297 | 5099.8731 | 137878.2028 | 132558.4053 | 100.2% | 219.9244 | 266.9972 | 0.09832 | 14.84% | 9.077% | 0.2113% | 0.2012% | 13012.088 | 2965.2335 | 135743.5632 | 132650.548 | 133145.6231 | 367.2935 | 100.4% | 495.0751 | 0.094176 | 15.1% | 9.316% | 0.462% | 0.4393%
Target IRM >> | 14.63%
Target UCAP Reserve Margin >> |  | 8.88%
| Measured after the Base Residual Auction | [12 empty] | Measured after the Final Incremental Auction
Draw Number | Cleared Quantity | Uncleared Quantity | BRA Total Supply Offers | BRA Reliability Requirement | Cleared Quantity as % of BRA Reliability Requirement | Excess (Deficit) Cleared Quantity | Clearing Price | Cleared LOLE | Cleared ICAP Reserve Margin (IRM) | Cleared UCAP Reserve Margin | Excess Cleared above Target IRM | Excess Cleared above Target UCAP Reserve Margin | Procurement Cost | Additional Supply Offered | Total Final Available Quantity | Final IA Reliability Requirement | Total Final Cleared Quantity | Capacity Procured (Released) in IA | Cleared Quantity as % of Final IA Reliability Requirement | Excess (Deficit) Supply | Cleared LOLE | Cleared IRM | Cleared UCAP Reserve Margin | Excess Cleared above Target IRM | Excess Cleared above Target UCAP Reserve Margin
| (UCAP MW) | (UCAP MW) | (UCAP MW) | (UCAP MW) | (% of BRA Reliability Requirement) | (UCAP MW) | (2026$/UCAP MW-D) | (Days/Year) | (ICAP %) | (UCAP %) | (ICAP %) | (UCAP %) | (2026$ Million/Year) | (UCAP MW) | (UCAP MW) | (UCAP MW) | (UCAP MW) | (UCAP MW) | (% of Final IA Reliability Requirement) | (UCAP MW) | (Days/Year) | (%) | (ICAP %) | (%) | (UCAP %)
1 | 135913.8931 | 3414.4747 | 139328.3678 | 136137.2141 | 99.84% | -223.3209 | 302.761 | 0.10637 | 14.44% | 8.698% | -0.1886% | -0.1786% | 15019.5403 | 3865.6944 | 139779.5875 | 129530.1037 | 132610.3379 | -3303.5552 | 102.4% | 3080.2342 | 0.037269 | 17.36% | 11.47% | 2.725% | 2.589%
2 | 133135.9548 | 2159.8291 | 135295.7839 | 132773.5042 | 100.3% | 362.4506 | 240.6539 | 0.09062 | 14.95% | 9.173% | 0.3124% | 0.2972% | 11694.4845 | 1000 | 134135.9548 | 136629.3709 | 134135.9548 | 1000 | 98.18% | -2493.4161 | 0.20164 | 12.54% | 6.889% | -2.093% | -1.987%
3 | 136627.2871 | 7530.6379 | 144157.9249 | 135074.8916 | 101.1% | 1552.3955 | 166.0721 | 0.06365 | 15.95% | 10.13% | 1.317% | 1.251% | 8281.8447 | 4327.0816 | 140954.3686 | 132462.7702 | 135321.2264 | -1306.0607 | 102.2% | 2858.4562 | 0.041305 | 17.11% | 11.23% | 2.473% | 2.349%
4 | 128215.0939 | 8140.6409 | 136355.7348 | 125395.1853 | 102.2% | 2819.9086 | 100.5297 | 0.039638 | 17.21% | 11.32% | 2.577% | 2.448% | 4704.6409 | 3430.3618 | 131645.4557 | 128014.6287 | 130834.5373 | 2619.4434 | 102.2% | 2819.9086 | 0.040482 | 17.16% | 11.27% | 2.525% | 2.398%
5 | 139080.7099 | 2045.3046 | 141126.0145 | 140029.2059 | 99.32% | -948.4959 | 417.3666 | 0.13167 | 13.86% | 8.139% | -0.777% | -0.7375% | 21187.3909 | 1000 | 140080.7099 | 141487.3594 | 140080.7099 | 1000 | 99.01% | -1406.6495 | 0.14737 | 13.49% | 7.794% | -1.14% | -1.082%
6 | 131350.7746 | 3726.2631 | 135077.0377 | 130714.5994 | 100.5% | 636.1752 | 220.7056 | 0.083276 | 15.19% | 9.406% | 0.5574% | 0.5299% | 10581.2962 | 3626.9086 | 134977.6832 | 130295.546 | 131141.2479 | -209.5267 | 100.6% | 845.7019 | 0.077697 | 15.38% | 9.583% | 0.7435% | 0.7067%
7 | 129534.9381 | 6697.5781 | 136232.5163 | 126917.1193 | 102.1% | 2617.8189 | 109.4126 | 0.043052 | 17% | 11.12% | 2.364% | 2.246% | 5173.0549 | 5437.2446 | 134972.1827 | 126880.6302 | 129516.6936 | -18.2445 | 102.1% | 2636.0634 | 0.042778 | 17.01% | 11.14% | 2.381% | 2.262%
8 | 127936.2665 | 7575.1737 | 135511.4402 | 127012.3894 | 100.7% | 923.8772 | 198.2399 | 0.075005 | 15.47% | 9.668% | 0.8333% | 0.792% | 9257.1549 | 3930.8417 | 131867.1082 | 129342.9883 | 130266.8655 | 2330.599 | 100.7% | 923.8772 | 0.075456 | 15.45% | 9.654% | 0.8183% | 0.7777%
9 | 126901.4534 | 7645.2306 | 134546.684 | 126995.4345 | 99.93% | -93.9812 | 282.6567 | 0.10255 | 14.55% | 8.796% | -0.08535% | -0.08057% | 13092.3829 | 6383.0059 | 133284.4592 | 124901.0582 | 125854.2652 | -1047.1881 | 100.8% | 953.207 | 0.073828 | 15.51% | 9.707% | 0.8743% | 0.8309%
10 | 134969.0998 | 4524.1039 | 139493.2037 | 135014.106 | 99.97% | -45.0063 | 273.5763 | 0.10115 | 14.59% | 8.84% | -0.03873% | -0.03629% | 13477.3881 | 3332.3081 | 138301.4079 | 135315.1764 | 135315.1764 | 346.0766 | 100% | 0 | 0.1 | 14.63% | 8.876% | -0.0005144% | 0%
11 | 130361.1482 | 6186.3088 | 136547.457 | 129524.2282 | 100.6% | 836.92 | 205.8177 | 0.077797 | 15.37% | 9.58% | 0.7402% | 0.7035% | 9793.1793 | 3650.0853 | 134011.2335 | 126760.5273 | 128979.2977 | -1381.8504 | 101.8% | 2218.7704 | 0.048778 | 16.64% | 10.78% | 2.006% | 1.906%
12 | 130052.1421 | 3675.1285 | 133727.2706 | 130954.8531 | 99.31% | -902.711 | 420.0379 | 0.13226 | 13.84% | 8.126% | -0.7907% | -0.7505% | 19938.7923 | 1681.206 | 131733.3481 | 131405.7169 | 131405.7169 | 1353.5747 | 100% | 0 | 0.1 | 14.63% | 8.876% | -0.0005144% | 0%
13 | 126760.6867 | 4850.9901 | 131611.6768 | 126592.4276 | 100.1% | 168.2591 | 253.7212 | 0.095433 | 14.79% | 9.021% | 0.1518% | 0.1447% | 11739.0834 | 1000 | 127760.6867 | 127015.119 | 127183.378 | 422.6913 | 100.1% | 168.2591 | 0.095448 | 14.78% | 9.02% | 0.1513% | 0.1442%
14 | 130042.8025 | 5558.8095 | 135601.612 | 129423.3514 | 100.5% | 619.4511 | 221.4566 | 0.083553 | 15.18% | 9.397% | 0.5481% | 0.5211% | 10511.5748 | 1000 | 131042.8025 | 128409.4231 | 129535.8383 | -506.9642 | 100.9% | 1126.4152 | 0.070822 | 15.64% | 9.831% | 1.005% | 0.9551%
15 | 131208.137 | 7412.8891 | 138621.0261 | 130954.6376 | 100.2% | 253.4994 | 248.0631 | 0.093348 | 14.85% | 9.087% | 0.2214% | 0.2108% | 11879.9835 | 3808.747 | 135016.884 | 132449.7606 | 132703.2601 | 1495.1231 | 100.2% | 253.4994 | 0.093423 | 14.85% | 9.085% | 0.2189% | 0.2084%
16 | 137109.3384 | 2137.8231 | 139247.1616 | 136736.0706 | 100.3% | 373.2678 | 240.6539 | 0.09062 | 14.95% | 9.173% | 0.3124% | 0.2972% | 12043.5012 | 5378.4219 | 142487.7603 | 137653.2057 | 138026.4735 | 917.1351 | 100.3% | 373.2678 | 0.090682 | 14.94% | 9.171% | 0.3103% | 0.2952%
17 | 136860.8316 | 3121.0024 | 139981.834 | 137252.524 | 99.71% | -391.6924 | 329.8525 | 0.11235 | 14.31% | 8.565% | -0.3277% | -0.3107% | 16477.5188 | 1000 | 137860.8316 | 135391.3558 | 135930.2475 | -930.5841 | 100.4% | 538.8917 | 0.086323 | 15.09% | 9.31% | 0.4558% | 0.4334%
18 | 126482.2152 | 4902.4114 | 131384.6267 | 125698.9215 | 100.6% | 783.2937 | 207.9691 | 0.078587 | 15.35% | 9.555% | 0.7138% | 0.6785% | 9601.1044 | 1000 | 127482.2152 | 126642.2075 | 127425.5013 | 943.286 | 100.6% | 783.2937 | 0.078747 | 15.34% | 9.55% | 0.7085% | 0.6734%
19 | 132892.732 | 7111.1769 | 140003.9089 | 131033.0621 | 101.4% | 1859.6699 | 145.8336 | 0.056534 | 16.26% | 10.42% | 1.626% | 1.545% | 7073.7832 | 4539.1638 | 137431.8958 | 132497.7046 | 134357.3745 | 1464.6425 | 101.4% | 1859.6699 | 0.056948 | 16.24% | 10.4% | 1.608% | 1.528%
20 | 138265.5077 | 2878.2761 | 141143.7838 | 138624.8294 | 99.74% | -359.3217 | 324.0016 | 0.11106 | 14.34% | 8.594% | -0.2976% | -0.2822% | 16351.3602 | 1000 | 139265.5077 | 138445.469 | 138175.8275 | -89.6802 | 99.81% | -269.6415 | 0.10789 | 14.41% | 8.664% | -0.2238% | -0.2121%
21 | 131918.2923 | 4228.1504 | 136146.4427 | 131819.7068 | 100.1% | 98.5855 | 259.1503 | 0.09743 | 14.72% | 8.958% | 0.08522% | 0.08143% | 12478.1343 | 1582.046 | 133500.3383 | 132395.3947 | 132493.9802 | 575.6879 | 100.1% | 98.5855 | 0.097441 | 14.72% | 8.957% | 0.08484% | 0.08107%
22 | 129027.0561 | 5864.8662 | 134891.9223 | 129008.2738 | 100% | 18.7823 | 264.7718 | 0.0995 | 14.65% | 8.892% | 0.01617% | 0.01585% | 12469.3947 | 3358.0837 | 132385.1397 | 127420.7636 | 128233.301 | -793.7551 | 100.6% | 812.5374 | 0.078088 | 15.36% | 9.57% | 0.7305% | 0.6943%
23 | 129912.0916 | 6612.656 | 136524.7476 | 130220.1687 | 99.76% | -308.0771 | 318.9481 | 0.10995 | 14.36% | 8.619% | -0.2717% | -0.2576% | 15123.8543 | 5552.7828 | 135464.8745 | 126345.6058 | 127974.8102 | -1937.2815 | 101.3% | 1629.2044 | 0.059955 | 16.11% | 10.28% | 1.478% | 1.404%
24 | 139509.6346 | 4381.9447 | 143891.5793 | 139620.812 | 99.92% | -111.1774 | 283.9126 | 0.10275 | 14.54% | 8.789% | -0.09179% | -0.0867% | 14457.1165 | 2175.0918 | 141684.7264 | 138368.0463 | 138883.2517 | -626.3829 | 100.4% | 515.2054 | 0.087205 | 15.06% | 9.282% | 0.4263% | 0.4054%
25 | 128969.2065 | 6125.2684 | 135094.4749 | 128141.2228 | 100.6% | 827.9837 | 205.8177 | 0.077797 | 15.37% | 9.58% | 0.7402% | 0.7035% | 9688.6118 | 3591.8469 | 132561.0534 | 128159.3629 | 128987.3466 | 18.1401 | 100.6% | 827.9837 | 0.0778 | 15.37% | 9.58% | 0.7401% | 0.7034%
26 | 124829.4215 | 5655.871 | 130485.2924 | 124896.3224 | 99.95% | -66.9009 | 278.0916 | 0.10185 | 14.57% | 8.818% | -0.06192% | -0.05832% | 12670.6141 | 4990.2238 | 129819.6453 | 125358.7238 | 125358.7238 | 529.3024 | 100% | 0 | 0.1 | 14.63% | 8.876% | -0.0005144% | 0%
27 | 143734.854 | 1562.3354 | 145297.1893 | 145192.7335 | 99% | -1457.8795 | 489.4013 | 0.14802 | 13.48% | 7.783% | -1.152% | -1.093% | 25675.5696 | 1000 | 144734.854 | 146341.3266 | 144734.854 | 1000 | 98.9% | -1606.4726 | 0.15414 | 13.37% | 7.681% | -1.259% | -1.195%
28 | 123870.4472 | 4857.5416 | 128727.9888 | 123436.4479 | 100.4% | 433.9993 | 233.3178 | 0.087918 | 15.04% | 9.259% | 0.4025% | 0.3828% | 10548.9326 | 1640.7938 | 125511.241 | 124587.3674 | 125021.3667 | 1150.9195 | 100.3% | 433.9993 | 0.08803 | 15.03% | 9.255% | 0.3988% | 0.3793%
29 | 137600.8144 | 3877.5803 | 141478.3947 | 137562.9771 | 100% | 37.8374 | 263.5591 | 0.099055 | 14.66% | 8.906% | 0.03102% | 0.02995% | 13237.0682 | 1000 | 138600.8144 | 137836.8219 | 137874.6593 | 273.8448 | 100% | 37.8374 | 0.099057 | 14.66% | 8.906% | 0.03095% | 0.02989%
30 | 131202.0347 | 6546.2079 | 137748.2425 | 129904.38 | 101% | 1297.6547 | 177.3407 | 0.067613 | 15.78% | 9.964% | 1.145% | 1.088% | 8492.6229 | 5277.3375 | 136479.3722 | 130542.1885 | 131839.8432 | 637.8085 | 101% | 1297.6547 | 0.067742 | 15.77% | 9.958% | 1.139% | 1.082%
31 | 131315.1864 | 3972.4408 | 135287.6273 | 131473.5775 | 99.88% | -158.391 | 293.0328 | 0.10423 | 14.49% | 8.745% | -0.1386% | -0.1312% | 14045.0735 | 2575.5229 | 133890.7093 | 130204.4103 | 130680.6028 | -634.5836 | 100.4% | 476.1926 | 0.087433 | 15.05% | 9.274% | 0.4187% | 0.3982%
32 | 134444.5582 | 3444.013 | 137888.5712 | 134453.9418 | 99.99% | -9.3836 | 267.6856 | 0.10024 | 14.62% | 8.869% | -0.008515% | -0.007598% | 13135.9371 | 3570.1725 | 138014.7307 | 130121.5361 | 132278.3554 | -2166.2028 | 101.7% | 2156.8193 | 0.05048 | 16.53% | 10.68% | 1.9% | 1.805%
33 | 127989.4775 | 4811.6345 | 132801.112 | 127680.5791 | 100.2% | 308.8985 | 243.5501 | 0.091687 | 14.91% | 9.14% | 0.2768% | 0.2634% | 11377.7275 | 2233.2756 | 130222.7532 | 124849.6737 | 126574.0248 | -1415.4527 | 101.4% | 1724.3512 | 0.057539 | 16.22% | 10.38% | 1.583% | 1.504%
34 | 133983.6578 | 4785.1306 | 138768.7884 | 132864.1981 | 100.8% | 1119.4596 | 189.0682 | 0.071735 | 15.6% | 9.794% | 0.9653% | 0.9173% | 9246.1994 | 2619.5428 | 136603.2006 | 138121.4959 | 136603.2006 | 2619.5428 | 98.9% | -1518.2953 | 0.15424 | 13.37% | 7.679% | -1.261% | -1.197%
35 | 131477.8663 | 4214.0342 | 135691.9005 | 130197.2196 | 101% | 1280.6468 | 178.4925 | 0.068017 | 15.76% | 9.947% | 1.127% | 1.071% | 8565.7499 | 2438.1752 | 133916.0416 | 127517.8873 | 130138.2002 | -1339.6662 | 102.1% | 2620.3129 | 0.043195 | 16.99% | 11.11% | 2.355% | 2.237%
36 | 134848.3453 | 4322.0623 | 139170.4077 | 137289.0274 | 98.22% | -2440.6821 | 489.4013 | 0.19856 | 12.59% | 6.941% | -2.038% | -1.936% | 24088.1594 | 4520.8272 | 139369.1725 | 137665.7197 | 137665.7197 | 2817.3744 | 100% | 0 | 0.1 | 14.63% | 8.876% | -0.0005144% | 0%
37 | 132715.145 | 6208.8957 | 138924.0406 | 133117.867 | 99.7% | -402.7221 | 333.68 | 0.1132 | 14.29% | 8.547% | -0.3473% | -0.3294% | 16163.802 | 3639.8995 | 136355.0445 | 131397.3035 | 131854.8632 | -860.2818 | 100.3% | 457.5597 | 0.088034 | 15.03% | 9.255% | 0.3987% | 0.3791%
38 | 132586.8324 | 5813.788 | 138400.6204 | 132219.1442 | 100.3% | 367.6881 | 240.1754 | 0.090444 | 14.95% | 9.179% | 0.3183% | 0.3028% | 11623.0967 | 3703.3792 | 136290.2116 | 129373.389 | 131163.9547 | -1422.8776 | 101.4% | 1790.5657 | 0.057462 | 16.22% | 10.38% | 1.586% | 1.507%
39 | 137070.3422 | 6105.8852 | 143176.2274 | 136404.7566 | 100.5% | 665.5857 | 220.5894 | 0.083233 | 15.19% | 9.407% | 0.5588% | 0.5313% | 11036.2375 | 2558.816 | 139629.1582 | 136635.0936 | 137300.6792 | 230.337 | 100.5% | 665.5857 | 0.083261 | 15.19% | 9.407% | 0.5579% | 0.5304%
40 | 140995.77 | 4553.6198 | 145549.3899 | 141266.5143 | 99.81% | -270.7442 | 308.9209 | 0.10773 | 14.41% | 8.668% | -0.2202% | -0.2087% | 15898.1358 | 2437.0919 | 143432.8619 | 139663.2403 | 140194.1331 | -801.637 | 100.4% | 530.8928 | 0.086938 | 15.07% | 9.29% | 0.4352% | 0.4139%
41 | 139516.1418 | 1567.1687 | 141083.3104 | 140755.6619 | 99.12% | -1239.5201 | 462.7484 | 0.14169 | 13.62% | 7.917% | -1.01% | -0.9588% | 23564.7169 | 2959.759 | 142475.9008 | 136852.0018 | 137564.3117 | -1951.8301 | 100.5% | 712.3099 | 0.082115 | 15.23% | 9.443% | 0.5961% | 0.5667%
42 | 134065.2812 | 5621.4722 | 139686.7535 | 133426.6693 | 100.5% | 638.6119 | 221.4566 | 0.083553 | 15.18% | 9.397% | 0.5481% | 0.5211% | 10836.7184 | 1875.8705 | 135941.1518 | 129275.1521 | 131989.5226 | -2075.7586 | 102.1% | 2714.3705 | 0.042373 | 17.04% | 11.16% | 2.406% | 2.286%
43 | 139078.5479 | 3979.0935 | 143057.6415 | 139040.3042 | 100% | 38.2437 | 263.5591 | 0.099055 | 14.66% | 8.906% | 0.03102% | 0.02995% | 13379.2248 | 2149.64 | 141228.1879 | 135592.9163 | 137354.854 | -1723.694 | 101.3% | 1761.9377 | 0.059692 | 16.12% | 10.29% | 1.489% | 1.415%
44 | 132733.6628 | 8318.992 | 141052.6548 | 131172.4336 | 101.2% | 1561.2292 | 163.0075 | 0.062571 | 16% | 10.17% | 1.364% | 1.296% | 7897.3534 | 2060.1573 | 134793.8201 | 134522.0357 | 134793.8201 | 2060.1573 | 100.2% | 271.7844 | 0.093058 | 14.86% | 9.096% | 0.2311% | 0.22%
45 | 138964.2135 | 2.9104e-11 | 138964.2135 | 140821.8792 | 98.68% | -1857.6657 | 489.4013 | 0.1686 | 13.12% | 7.44% | -1.513% | -1.436% | 24823.383 | 4162.4489 | 143126.6623 | 143388.099 | 143126.6623 | 4162.4489 | 99.82% | -261.4367 | 0.10727 | 14.42% | 8.678% | -0.2095% | -0.1985%
46 | 132531.4717 | 4077.8914 | 136609.3632 | 132083.8938 | 100.3% | 447.5779 | 234.5034 | 0.088356 | 15.02% | 9.245% | 0.3879% | 0.3689% | 11343.8644 | 1000 | 133531.4717 | 129685.6792 | 131332.3644 | -1199.1073 | 101.3% | 1646.6852 | 0.060475 | 16.09% | 10.26% | 1.455% | 1.382%
47 | 133867.0729 | 6084.867 | 139951.9399 | 132292.8348 | 101.2% | 1574.2381 | 163.0223 | 0.062578 | 16% | 10.17% | 1.364% | 1.296% | 7965.5094 | 3078.7472 | 136945.8201 | 135841.5775 | 136945.8201 | 3078.7472 | 100.8% | 1104.2426 | 0.072517 | 15.56% | 9.761% | 0.9313% | 0.885%
48 | 137214.7616 | 3264.1015 | 140478.863 | 137252.6801 | 99.97% | -37.9185 | 272.3005 | 0.10095 | 14.6% | 8.846% | -0.03218% | -0.03008% | 13637.7315 | 2353.1891 | 139567.9507 | 133862.1547 | 135519.4989 | -1695.2627 | 101.2% | 1657.3442 | 0.061309 | 16.05% | 10.22% | 1.419% | 1.348%
49 | 131735.5912 | 4222.2946 | 135957.8858 | 130864.4475 | 100.7% | 871.1436 | 203.9993 | 0.077126 | 15.4% | 9.601% | 0.7626% | 0.7248% | 9808.9985 | 1706.1251 | 133441.7163 | 135066.4886 | 133441.7163 | 1706.1251 | 98.8% | -1624.7723 | 0.16101 | 13.25% | 7.566% | -1.379% | -1.31%
50 | 126039.6447 | 9890.7192 | 135930.3639 | 124605.5984 | 101.2% | 1434.0463 | 165.9579 | 0.063608 | 15.95% | 10.13% | 1.319% | 1.253% | 7634.8043 | 5009.2429 | 131048.8876 | 125486.8761 | 126920.9224 | 881.2777 | 101.1% | 1434.0463 | 0.063822 | 15.94% | 10.12% | 1.309% | 1.244%
51 | 140796.1088 | 5730.0742 | 146526.183 | 141386.5204 | 99.58% | -590.4116 | 359.3661 | 0.11887 | 14.15% | 8.422% | -0.4792% | -0.4547% | 18468.0316 | 2232.2228 | 143028.3316 | 140824.3225 | 140515.0098 | -281.099 | 99.78% | -309.3126 | 0.10911 | 14.38% | 8.637% | -0.2523% | -0.2391%
52 | 133480.8174 | 6033.0313 | 139513.8487 | 133082.3311 | 100.3% | 398.4863 | 238.1836 | 0.089711 | 14.98% | 9.202% | 0.3427% | 0.326% | 11604.4246 | 4505.2766 | 137986.094 | 132947.4998 | 133413.4018 | -67.4157 | 100.4% | 465.902 | 0.087958 | 15.03% | 9.258% | 0.4012% | 0.3815%
53 | 131671.1899 | 3783.6549 | 135454.8448 | 131619.8292 | 100% | 51.3607 | 262.4885 | 0.098659 | 14.68% | 8.919% | 0.04422% | 0.04249% | 12615.1955 | 3000.8863 | 134672.0763 | 127724.1194 | 129723.335 | -1947.8549 | 101.6% | 1999.2156 | 0.052685 | 16.43% | 10.58% | 1.794% | 1.704%
54 | 135848.1062 | 3881.3745 | 139729.4807 | 136245.337 | 99.71% | -397.2307 | 331.228 | 0.11266 | 14.3% | 8.559% | -0.3347% | -0.3174% | 16423.7945 | 1863.1638 | 137711.27 | 141848.0945 | 137711.27 | 1863.1638 | 97.08% | -4136.8245 | 0.30095 | 11.29% | 5.701% | -3.344% | -3.175%
55 | 133836.7594 | 6002.986 | 139839.7454 | 133531.7068 | 100.2% | 305.0526 | 244.8103 | 0.09215 | 14.89% | 9.125% | 0.2614% | 0.2487% | 11959.0852 | 2784.0034 | 136620.7628 | 133277.1143 | 133709.4631 | -127.2963 | 100.3% | 432.3488 | 0.088853 | 15% | 9.229% | 0.3714% | 0.3532%
56 | 133562.4371 | 2264.0475 | 135826.4846 | 134002.661 | 99.67% | -440.2239 | 339.481 | 0.11448 | 14.26% | 8.519% | -0.3771% | -0.3577% | 16549.7993 | 1000 | 134562.4371 | 135437.1141 | 134562.4371 | 1000 | 99.35% | -874.677 | 0.13011 | 13.89% | 8.173% | -0.7408% | -0.7031%
57 | 139772.6253 | 1449.569 | 141222.1943 | 140740.2693 | 99.31% | -967.644 | 419.6392 | 0.13217 | 13.84% | 8.128% | -0.7887% | -0.7486% | 21408.7365 | 1000 | 140772.6253 | 139103.6713 | 138954.3263 | -818.299 | 99.89% | -149.345 | 0.10371 | 14.51% | 8.759% | -0.1236% | -0.1169%
58 | 134687.0541 | 3285.0501 | 137972.1042 | 134056.4766 | 100.5% | 630.5775 | 222.2277 | 0.083837 | 15.17% | 9.388% | 0.5387% | 0.5121% | 10924.8878 | 2020.856 | 136707.9101 | 138249.9849 | 136707.9101 | 2020.856 | 98.88% | -1542.0748 | 0.15529 | 13.35% | 7.662% | -1.279% | -1.214%
59 | 133372.6623 | 6900.3766 | 140273.0389 | 132163.0075 | 100.9% | 1209.6548 | 183.6202 | 0.069819 | 15.68% | 9.873% | 1.049% | 0.9965% | 8938.8181 | 4410.8355 | 137783.4977 | 129312.3486 | 131947.3328 | -1425.3295 | 102% | 2634.9843 | 0.043509 | 16.97% | 11.09% | 2.335% | 2.219%
60 | 128328.6916 | 4037.0095 | 132365.7011 | 127598.8248 | 100.6% | 729.8667 | 212.745 | 0.080345 | 15.29% | 9.499% | 0.6552% | 0.6228% | 9964.972 | 1000 | 129328.6916 | 125789.7155 | 127424.1369 | -904.5547 | 101.3% | 1634.4214 | 0.059695 | 16.12% | 10.29% | 1.489% | 1.415%
61 | 131935.0247 | 3171.5752 | 135106.5998 | 132392.5639 | 99.65% | -457.5392 | 343.2886 | 0.11532 | 14.24% | 8.5% | -0.3967% | -0.3763% | 16531.5037 | 3096.1365 | 135031.1612 | 130474.6444 | 130976.0649 | -958.9597 | 100.4% | 501.4205 | 0.086794 | 15.07% | 9.295% | 0.44% | 0.4184%
62 | 121509.4578 | 5345.8454 | 126855.3032 | 119732.0989 | 101.5% | 1777.359 | 140.9396 | 0.054816 | 16.33% | 10.49% | 1.701% | 1.616% | 6250.8056 | 3587.226 | 125096.6838 | 120336.8297 | 122114.1887 | 604.7309 | 101.5% | 1777.359 | 0.055012 | 16.33% | 10.48% | 1.693% | 1.608%
63 | 135145.6465 | 4331.5912 | 139477.2377 | 134447.1001 | 100.5% | 698.5464 | 217.6368 | 0.082146 | 15.23% | 9.442% | 0.5951% | 0.5657% | 10735.624 | 1000 | 136145.6465 | 135674.6465 | 136145.6465 | 1000 | 100.3% | 471 | 0.088071 | 15.03% | 9.254% | 0.3974% | 0.378%
64 | 133024.5965 | 5953.8859 | 138978.4823 | 133408.87 | 99.71% | -384.2735 | 330.4406 | 0.11248 | 14.3% | 8.563% | -0.3307% | -0.3136% | 16044.2044 | 4488.6724 | 137513.2689 | 133555.7214 | 133555.7214 | 531.1249 | 100% | 0 | 0.1 | 14.63% | 8.876% | -0.0005144% | 0%
65 | 135679.8474 | 3898.8462 | 139578.6936 | 137740.4402 | 98.5% | -2060.5928 | 489.4013 | 0.18016 | 12.92% | 7.247% | -1.715% | -1.629% | 24236.6919 | 3324.1884 | 139004.0358 | 138146.3228 | 138146.3228 | 2466.4754 | 100% | 0 | 0.1 | 14.63% | 8.876% | -0.0005144% | 0%
66 | 139847.069 | 2305.1715 | 142152.2405 | 141632.0992 | 98.74% | -1785.0302 | 489.4013 | 0.16476 | 13.19% | 7.504% | -1.445% | -1.372% | 24981.0888 | 1000 | 140847.069 | 142538.2787 | 140847.069 | 1000 | 98.81% | -1691.2096 | 0.15994 | 13.27% | 7.584% | -1.361% | -1.292%
67 | 133911.9376 | 3848.0442 | 137759.9818 | 134269.8049 | 99.73% | -357.8673 | 325.6363 | 0.11142 | 14.33% | 8.586% | -0.306% | -0.2902% | 15916.4032 | 3328.9626 | 137240.9002 | 135305.2881 | 135305.2881 | 1393.3505 | 100% | 0 | 0.1 | 14.63% | 8.876% | -0.0005144% | 0%
68 | 142024.8584 | 3227.8377 | 145252.6961 | 144332.8012 | 98.4% | -2307.9428 | 489.4013 | 0.18689 | 12.8% | 7.135% | -1.834% | -1.741% | 25370.1106 | 3347.3344 | 145372.1928 | 143311.383 | 141514.1494 | -510.7091 | 98.75% | -1797.2337 | 0.16435 | 13.2% | 7.511% | -1.438% | -1.365%
69 | 128537.8524 | 6670.663 | 135208.5154 | 128004.4875 | 100.4% | 533.3649 | 227.2377 | 0.085682 | 15.11% | 9.33% | 0.4771% | 0.4537% | 10661.1558 | 4687.3369 | 133225.1893 | 126890.7751 | 127980.9962 | -556.8562 | 100.9% | 1090.2211 | 0.071297 | 15.62% | 9.812% | 0.9844% | 0.9354%
70 | 132283.5835 | 3695.0722 | 135978.6557 | 132087.448 | 100.1% | 196.1355 | 252.2715 | 0.094898 | 14.8% | 9.038% | 0.1697% | 0.1617% | 12180.5518 | 1000 | 133283.5835 | 131094.624 | 131787.1716 | -496.412 | 100.5% | 692.5475 | 0.081847 | 15.24% | 9.451% | 0.6051% | 0.5752%
71 | 130151.8352 | 5651.7788 | 135803.614 | 130046.9818 | 100.1% | 104.8534 | 258.6052 | 0.097229 | 14.73% | 8.964% | 0.09191% | 0.08778% | 12285.1503 | 1070.3867 | 131222.2218 | 129903.4594 | 130080.0739 | -71.7612 | 100.1% | 176.6146 | 0.095328 | 14.79% | 9.024% | 0.1553% | 0.148%
72 | 122783.6922 | 5223.4599 | 128007.1521 | 121649.6879 | 100.9% | 1134.0043 | 182.3444 | 0.069373 | 15.7% | 9.891% | 1.068% | 1.015% | 8171.9531 | 1454.7187 | 124238.4109 | 124133.0075 | 124238.4109 | 1454.7187 | 100.1% | 105.4034 | 0.097082 | 14.73% | 8.969% | 0.09682% | 0.09245%
73 | 139597.6642 | 5410.7622 | 145008.4264 | 139315.2322 | 100.2% | 282.432 | 247.209 | 0.093034 | 14.87% | 9.097% | 0.2319% | 0.2207% | 12596.0788 | 4472.3981 | 144070.0623 | 142576.9929 | 142859.425 | 3261.7608 | 100.2% | 282.432 | 0.093193 | 14.86% | 9.092% | 0.2266% | 0.2157%
74 | 139639.0381 | 4296.5858 | 143935.6239 | 139002.9507 | 100.5% | 636.0874 | 223.4201 | 0.084276 | 15.16% | 9.374% | 0.5241% | 0.4982% | 11387.3298 | 3858.6897 | 143497.7278 | 135893.1647 | 138084.1451 | -1554.893 | 101.6% | 2190.9804 | 0.051446 | 16.48% | 10.63% | 1.848% | 1.755%
75 | 129703.2725 | 7326.0554 | 137029.3279 | 127888.2351 | 101.4% | 1815.0374 | 145.8336 | 0.056534 | 16.26% | 10.42% | 1.626% | 1.545% | 6904.0106 | 2820.8098 | 132524.0823 | 127707.5315 | 129612.9207 | -90.3518 | 101.5% | 1905.3892 | 0.054617 | 16.34% | 10.5% | 1.71% | 1.624%
76 | 126912.7935 | 6755.9561 | 133668.7496 | 124670.3815 | 101.8% | 2242.412 | 122.0015 | 0.047892 | 16.69% | 10.83% | 2.061% | 1.958% | 5651.4947 | 4165.6891 | 131078.4826 | 127414.0472 | 129656.4592 | 2743.6657 | 101.8% | 2242.412 | 0.048603 | 16.65% | 10.79% | 2.017% | 1.916%
77 | 140240.1059 | 4494.8752 | 144734.9811 | 140203.4104 | 100% | 36.6956 | 263.6878 | 0.099101 | 14.66% | 8.905% | 0.02949% | 0.0285% | 13497.5557 | 4896.7729 | 145136.8788 | 139797.5155 | 140037.1585 | -202.9474 | 100.2% | 239.643 | 0.09411 | 14.83% | 9.063% | 0.196% | 0.1866%
78 | 133356.2975 | 6057.6598 | 139413.9572 | 133741.5292 | 99.71% | -385.2317 | 330.4406 | 0.11248 | 14.3% | 8.563% | -0.3307% | -0.3136% | 16084.2111 | 2483.3675 | 135839.6649 | 131435.004 | 132203.0349 | -1153.2626 | 100.6% | 768.0309 | 0.079921 | 15.3% | 9.512% | 0.6693% | 0.6362%
79 | 136220.1111 | 5543.8417 | 141763.9528 | 136777.5856 | 99.59% | -557.4745 | 357.1334 | 0.11837 | 14.17% | 8.432% | -0.4677% | -0.4438% | 17756.7934 | 1689.5843 | 137909.6954 | 132373.389 | 134018.0128 | -2202.0983 | 101.2% | 1644.6238 | 0.061195 | 16.06% | 10.23% | 1.424% | 1.353%
80 | 137273.5091 | 3033.6687 | 140307.1778 | 138198.0897 | 99.33% | -924.5806 | 415.5027 | 0.13126 | 13.87% | 8.148% | -0.7674% | -0.7284% | 20818.6931 | 1000 | 138273.5091 | 135426.8312 | 135887.8798 | -1385.6293 | 100.3% | 461.0486 | 0.088302 | 15.02% | 9.247% | 0.3897% | 0.3707%
81 | 135666.318 | 4007.503 | 139673.821 | 135506.8332 | 100.1% | 159.4848 | 255.1465 | 0.095956 | 14.77% | 9.004% | 0.1344% | 0.1281% | 12634.3986 | 4045.4536 | 139711.7716 | 137478.8495 | 137638.3343 | 1972.0163 | 100.1% | 159.4848 | 0.096014 | 14.77% | 9.002% | 0.1325% | 0.1263%
82 | 124772.1546 | 8121.2645 | 132893.4191 | 124631.9112 | 100.1% | 140.2434 | 255.6281 | 0.096133 | 14.76% | 8.999% | 0.1285% | 0.1225% | 11641.7721 | 5302.9212 | 130075.0758 | 125230.1907 | 125370.434 | 598.2794 | 100.1% | 140.2434 | 0.096152 | 14.76% | 8.998% | 0.1279% | 0.1219%
83 | 137771.6146 | 4223.6443 | 141995.259 | 137890.3986 | 99.91% | -118.784 | 285.3678 | 0.10297 | 14.53% | 8.782% | -0.09926% | -0.09379% | 14350.1883 | 1181.3099 | 138952.9245 | 141081.7038 | 138952.9245 | 1181.3099 | 98.49% | -2128.7793 | 0.181 | 12.9% | 7.233% | -1.73% | -1.643%
84 | 131671.9654 | 5392.9109 | 137064.8762 | 131044.7539 | 100.5% | 627.2115 | 221.4566 | 0.083553 | 15.18% | 9.397% | 0.5481% | 0.5211% | 10643.2627 | 2926.5596 | 134598.525 | 131707.6722 | 132334.8837 | 662.9183 | 100.5% | 627.2115 | 0.083636 | 15.18% | 9.395% | 0.5454% | 0.5185%
85 | 140213.7815 | 4408.274 | 144622.0555 | 140175.2256 | 100% | 38.5559 | 263.5591 | 0.099055 | 14.66% | 8.906% | 0.03102% | 0.02995% | 13488.4332 | 1593.5229 | 141807.3044 | 138688.0088 | 139470.1731 | -743.6084 | 100.6% | 782.1643 | 0.080621 | 15.28% | 9.49% | 0.646% | 0.614%
86 | 129812.5374 | 7615.9494 | 137428.4868 | 128285.6668 | 101.2% | 1526.8706 | 163.0075 | 0.062571 | 16% | 10.17% | 1.364% | 1.296% | 7723.5531 | 5984.2308 | 135796.7682 | 130767.6265 | 132294.4971 | 2481.9597 | 101.2% | 1526.8706 | 0.063167 | 15.97% | 10.15% | 1.338% | 1.271%
87 | 135074.3998 | 4033.4562 | 139107.856 | 135237.3252 | 99.88% | -162.9254 | 293.0328 | 0.10423 | 14.49% | 8.745% | -0.1386% | -0.1312% | 14447.1475 | 5649.2006 | 140723.6004 | 135283.6728 | 135283.6728 | 209.273 | 100% | 0 | 0.1 | 14.63% | 8.876% | -0.0005144% | 0%
88 | 136960.9794 | 5308.5651 | 142269.5445 | 135778.1787 | 100.9% | 1182.8007 | 186.9264 | 0.070982 | 15.63% | 9.825% | 0.9981% | 0.9485% | 9344.593 | 2793.9143 | 139754.8937 | 136809.0092 | 137991.8099 | 1030.8305 | 100.9% | 1182.8007 | 0.071155 | 15.62% | 9.817% | 0.9906% | 0.9413%
89 | 129254.269 | 4859.183 | 134113.452 | 128705.8635 | 100.4% | 548.4054 | 226.3615 | 0.085359 | 15.12% | 9.34% | 0.4879% | 0.4639% | 10679.2403 | 1366.923 | 130621.192 | 127624.1645 | 128713.4195 | -540.8495 | 100.9% | 1089.255 | 0.071447 | 15.61% | 9.805% | 0.9779% | 0.9292%
90 | 133947.7873 | 6794.453 | 140742.2403 | 131665.31 | 101.7% | 2282.4773 | 125.1134 | 0.049087 | 16.62% | 10.76% | 1.987% | 1.887% | 6116.9096 | 3876.1336 | 137823.9209 | 131033.2768 | 133631.7707 | -316.0166 | 102% | 2598.4939 | 0.044511 | 16.91% | 11.04% | 2.273% | 2.159%
91 | 138794.6584 | 3536.1696 | 142330.8281 | 139501.2849 | 99.49% | -706.6265 | 379.2212 | 0.12325 | 14.05% | 8.325% | -0.5812% | -0.5515% | 19211.3666 | 1000 | 139794.6584 | 139439.6248 | 138763.8284 | -30.8301 | 99.52% | -675.7964 | 0.12217 | 14.08% | 8.349% | -0.5561% | -0.5277%
92 | 129944.1219 | 6794.4639 | 136738.5858 | 129466.7282 | 100.4% | 477.3937 | 231.7146 | 0.087329 | 15.06% | 9.278% | 0.4222% | 0.4015% | 10990.1313 | 1000 | 130944.1219 | 133080.143 | 130944.1219 | 1000 | 98.39% | -2136.0211 | 0.18728 | 12.79% | 7.129% | -1.84% | -1.748%
93 | 135055.5772 | 5335.6479 | 140391.2251 | 135653.8653 | 99.56% | -598.288 | 364.599 | 0.12002 | 14.13% | 8.396% | -0.5061% | -0.4802% | 17973.0116 | 1664.9976 | 136720.5748 | 134908.5937 | 134682.9414 | -372.6358 | 99.83% | -225.6522 | 0.10653 | 14.44% | 8.694% | -0.1923% | -0.1821%
94 | 130881.3859 | 2987.898 | 133869.2839 | 131470.4233 | 99.55% | -589.0374 | 366.1639 | 0.12037 | 14.12% | 8.388% | -0.5141% | -0.4878% | 17492.2733 | 2034.8786 | 132916.2645 | 129529.2131 | 129910.7808 | -970.6051 | 100.3% | 381.5677 | 0.089878 | 14.97% | 9.197% | 0.3372% | 0.3207%
95 | 137411.4895 | 2342.2413 | 139753.7308 | 141613.2367 | 97.03% | -4201.7472 | 489.4013 | 0.30676 | 11.23% | 5.646% | -3.402% | -3.23% | 24546.0176 | 5441.2451 | 142852.7346 | 140493.7653 | 136851.7538 | -559.7357 | 97.41% | -3642.0115 | 0.2677 | 11.66% | 6.054% | -2.972% | -2.822%
96 | 133472.3019 | 6208.014 | 139680.316 | 133512.3821 | 99.97% | -40.0802 | 272.8288 | 0.10104 | 14.6% | 8.844% | -0.03493% | -0.03268% | 13291.5058 | 3005.4158 | 136477.7177 | 135203.9196 | 135203.9196 | 1731.6176 | 100% | 0 | 0.1 | 14.63% | 8.876% | -0.0005144% | 0%
97 | 133597.4773 | 5742.6272 | 139340.1044 | 133292.9701 | 100.2% | 304.5072 | 244.8103 | 0.09215 | 14.89% | 9.125% | 0.2614% | 0.2487% | 11937.704 | 3112.3762 | 136709.8535 | 133246.584 | 133574.2843 | -23.193 | 100.2% | 327.7002 | 0.091549 | 14.91% | 9.144% | 0.2814% | 0.2678%
98 | 134095.871 | 5303.2265 | 139399.0975 | 133545.8689 | 100.4% | 550.0021 | 227.6913 | 0.085848 | 15.1% | 9.325% | 0.4716% | 0.4484% | 11144.3468 | 2157.2202 | 136253.0911 | 134198.3858 | 134748.3879 | 652.517 | 100.4% | 550.0021 | 0.085917 | 15.1% | 9.322% | 0.4693% | 0.4462%
99 | 133614.9127 | 5327.879 | 138942.7917 | 133507.2694 | 100.1% | 107.6433 | 258.6052 | 0.097229 | 14.73% | 8.964% | 0.09191% | 0.08778% | 12612.0333 | 1543.5367 | 135158.4494 | 133650.85 | 133758.4933 | 143.5806 | 100.1% | 107.6433 | 0.097232 | 14.73% | 8.964% | 0.09181% | 0.08769%
100 | 134328.6617 | 1944.1003 | 136272.762 | 133962.964 | 100.3% | 365.6977 | 240.6539 | 0.09062 | 14.95% | 9.173% | 0.3124% | 0.2972% | 11799.2503 | 1689.8555 | 136018.5172 | 131697.7917 | 133196.0755 | -1132.5862 | 101.1% | 1498.2839 | 0.063956 | 15.94% | 10.11% | 1.304% | 1.239%
101 | 128664.7079 | 6031.1582 | 134695.8661 | 127702.3996 | 100.8% | 962.3083 | 195.7979 | 0.074106 | 15.5% | 9.697% | 0.8633% | 0.8204% | 9195.1799 | 6286.3848 | 134951.0927 | 122286.8792 | 125956.9477 | -2707.7602 | 103% | 3670.0685 | 0.028704 | 18.07% | 12.14% | 3.44% | 3.268%
102 | 139895.1983 | 3629.9728 | 143525.1711 | 139904.9623 | 99.99% | -9.764 | 267.6856 | 0.10024 | 14.62% | 8.869% | -0.008515% | -0.007598% | 13668.4931 | 1910.5351 | 141805.7334 | 142938.8874 | 141805.7334 | 1910.5351 | 99.21% | -1133.154 | 0.13736 | 13.72% | 8.013% | -0.9093% | -0.8631%
103 | 136346.6314 | 4441.5551 | 140788.1865 | 136371.6507 | 99.98% | -25.0193 | 270.2273 | 0.10063 | 14.61% | 8.856% | -0.02155% | -0.01997% | 13448.271 | 5902.9273 | 142249.5587 | 134859.8314 | 135590.7217 | -755.9097 | 100.5% | 730.8903 | 0.081377 | 15.25% | 9.466% | 0.6208% | 0.5901%
104 | 126701.4852 | 5158.2275 | 131859.7127 | 125298.5506 | 101.1% | 1402.9346 | 168.2903 | 0.064431 | 15.92% | 10.1% | 1.283% | 1.219% | 7782.7585 | 1000 | 127701.4852 | 124671.7341 | 126388.077 | -313.4082 | 101.4% | 1716.3428 | 0.057656 | 16.21% | 10.38% | 1.578% | 1.499%
105 | 143090.3211 | 3432.0197 | 146522.3408 | 144145.6928 | 99.27% | -1055.3717 | 429.5967 | 0.13437 | 13.79% | 8.079% | -0.8398% | -0.7971% | 22436.9609 | 2570.9967 | 145661.3178 | 143414.2626 | 142724.606 | -365.7151 | 99.52% | -689.6566 | 0.12199 | 14.08% | 8.353% | -0.5518% | -0.5236%
106 | 137655.0777 | 4412.0217 | 142067.0995 | 139500.3905 | 98.68% | -1845.3128 | 489.4013 | 0.16884 | 13.12% | 7.436% | -1.517% | -1.44% | 24589.5302 | 2143.3662 | 139798.4439 | 135988.641 | 135899.203 | -1755.8748 | 99.93% | -89.438 | 0.10227 | 14.56% | 8.805% | -0.07591% | -0.07161%
107 | 128724.008 | 5447.1581 | 134171.1661 | 129163.7425 | 99.66% | -439.7345 | 342.1424 | 0.11507 | 14.24% | 8.506% | -0.3908% | -0.3707% | 16075.3062 | 1000 | 129724.008 | 129790.5036 | 129724.008 | 1000 | 99.95% | -66.4957 | 0.10177 | 14.57% | 8.82% | -0.05924% | -0.05578%
108 | 129423.5728 | 5849.653 | 135273.2258 | 128971.1098 | 100.4% | 452.463 | 233.3865 | 0.087945 | 15.03% | 9.258% | 0.4016% | 0.382% | 11025.0872 | 2222.6032 | 131646.176 | 129033.3108 | 129485.7739 | 62.201 | 100.4% | 452.463 | 0.087951 | 15.03% | 9.258% | 0.4015% | 0.3818%
109 | 131793.3776 | 5311.1116 | 137104.4893 | 131350.7384 | 100.3% | 442.6392 | 234.6734 | 0.08842 | 15.02% | 9.243% | 0.3858% | 0.3669% | 11288.8666 | 2399.2198 | 134192.5974 | 132190.8468 | 132633.486 | 840.1084 | 100.3% | 442.6392 | 0.088494 | 15.02% | 9.241% | 0.3833% | 0.3646%
110 | 124711.3494 | 11337.3954 | 136048.7448 | 124264.0126 | 100.4% | 447.3368 | 232.5312 | 0.08763 | 15.05% | 9.268% | 0.4122% | 0.3919% | 10584.738 | 3705.5678 | 128416.9172 | 125227.5851 | 125674.9219 | 963.5725 | 100.4% | 447.3368 | 0.087725 | 15.04% | 9.265% | 0.409% | 0.3889%
111 | 136149.7875 | 2231.9637 | 138381.7513 | 137339.9278 | 99.13% | -1190.1403 | 459.6086 | 0.14099 | 13.64% | 7.933% | -0.9939% | -0.9435% | 22840.1005 | 3584.6523 | 139734.4399 | 139165.3606 | 139165.3606 | 3015.5731 | 100% | 0 | 0.1 | 14.63% | 8.876% | -0.0005144% | 0%
112 | 137198.3341 | 5425.9228 | 142624.2569 | 136574.4772 | 100.5% | 623.8569 | 223.4965 | 0.084304 | 15.16% | 9.374% | 0.5231% | 0.4973% | 11192.1194 | 4320.5276 | 141518.8617 | 136445.5893 | 137133.8901 | -64.444 | 100.5% | 688.3008 | 0.082666 | 15.21% | 9.425% | 0.5778% | 0.5492%
113 | 135142.2305 | 5084.0903 | 140226.3208 | 135068.0768 | 100.1% | 74.1537 | 261.0074 | 0.098113 | 14.7% | 8.936% | 0.06242% | 0.05977% | 12874.689 | 5789.5221 | 140931.7526 | 133485.684 | 134351.0341 | -791.1964 | 100.6% | 865.3501 | 0.077724 | 15.38% | 9.582% | 0.7426% | 0.7058%
114 | 129865.7433 | 7107.0582 | 136972.8015 | 128466.7795 | 101.1% | 1398.9638 | 170.5927 | 0.06524 | 15.88% | 10.06% | 1.248% | 1.186% | 8086.2658 | 1969.2932 | 131835.0365 | 127463.016 | 129363.8615 | -501.8818 | 101.5% | 1900.8456 | 0.054635 | 16.34% | 10.5% | 1.709% | 1.624%
115 | 139868.8994 | 2749.9954 | 142618.8948 | 140269.2008 | 99.71% | -400.3014 | 329.8525 | 0.11235 | 14.31% | 8.565% | -0.3277% | -0.3107% | 16839.6786 | 1000 | 140868.8994 | 135476.0394 | 137472.3187 | -2396.5807 | 101.5% | 1996.2793 | 0.055103 | 16.32% | 10.48% | 1.689% | 1.604%
116 | 135642.1284 | 5257.4468 | 140899.5752 | 134394.8258 | 100.9% | 1247.3025 | 182.6559 | 0.069481 | 15.7% | 9.887% | 1.063% | 1.01% | 9043.1792 | 2411.6925 | 138053.8209 | 137401.8332 | 138053.8209 | 2411.6925 | 100.5% | 651.9877 | 0.083695 | 15.18% | 9.393% | 0.5434% | 0.5166%
117 | 135129.6781 | 4033.7217 | 139163.3999 | 135445.0657 | 99.77% | -315.3876 | 318.1208 | 0.10976 | 14.37% | 8.623% | -0.2674% | -0.2535% | 15690.4609 | 2979.0114 | 138108.6895 | 136681.7776 | 136681.7776 | 1552.0995 | 100% | 0 | 0.1 | 14.63% | 8.876% | -0.0005144% | 0%
118 | 133069.8297 | 3234.4731 | 136304.3028 | 133106.6027 | 99.97% | -36.7731 | 272.3005 | 0.10095 | 14.6% | 8.846% | -0.03218% | -0.03008% | 13225.768 | 1000 | 134069.8297 | 133904.5786 | 133904.5786 | 834.7489 | 100% | 0 | 0.1 | 14.63% | 8.876% | -0.0005144% | 0%
119 | 138056.9378 | 2800.9199 | 140857.8577 | 139075.1855 | 99.27% | -1018.2477 | 429.5967 | 0.13437 | 13.79% | 8.079% | -0.8398% | -0.7971% | 21647.7124 | 1000 | 139056.9378 | 139441.3338 | 139056.9378 | 1000 | 99.72% | -384.396 | 0.11187 | 14.32% | 8.576% | -0.3165% | -0.3001%
120 | 132242.785 | 6011.0357 | 138253.8206 | 132212.0791 | 100% | 30.7058 | 263.963 | 0.099202 | 14.66% | 8.901% | 0.02611% | 0.02529% | 12741.1282 | 2511.5921 | 134754.377 | 133778.0251 | 133808.731 | 1565.946 | 100% | 30.7058 | 0.099211 | 14.66% | 8.901% | 0.0258% | 0.02499%
121 | 133660.3425 | 5494.6107 | 139154.9532 | 134116.94 | 99.66% | -456.5975 | 342.1424 | 0.11507 | 14.24% | 8.506% | -0.3908% | -0.3707% | 16691.7653 | 2129.8286 | 135790.171 | 131346.9423 | 132275.3437 | -1384.9988 | 100.7% | 928.4013 | 0.075712 | 15.44% | 9.646% | 0.8097% | 0.7696%
122 | 132499.4025 | 3680.539 | 136179.9414 | 132629.3239 | 99.9% | -129.9214 | 287.9992 | 0.10338 | 14.52% | 8.77% | -0.1128% | -0.1067% | 13928.2993 | 1000 | 133499.4025 | 132402.6574 | 132386.0692 | -113.3333 | 99.99% | -16.5882 | 0.10043 | 14.62% | 8.863% | -0.01488% | -0.01364%
123 | 134664.8905 | 4296.9327 | 138961.8232 | 134506.583 | 100.1% | 158.3075 | 255.1465 | 0.095956 | 14.77% | 9.004% | 0.1344% | 0.1281% | 12541.1372 | 1436.4969 | 136101.3875 | 135104.3853 | 135262.6928 | 597.8023 | 100.1% | 158.3075 | 0.095974 | 14.77% | 9.004% | 0.1338% | 0.1276%
124 | 137136.7468 | 5184.7919 | 142321.5388 | 137252.8953 | 99.92% | -116.1484 | 285.0289 | 0.10292 | 14.54% | 8.784% | -0.09752% | -0.09214% | 14267.0977 | 4636.3124 | 141773.0593 | 135892.8843 | 136456.7414 | -680.0055 | 100.4% | 563.8571 | 0.085742 | 15.11% | 9.328% | 0.4751% | 0.4518%
125 | 137891.8688 | 3871.8486 | 141763.7174 | 138010.7565 | 99.91% | -118.8876 | 285.3678 | 0.10297 | 14.53% | 8.782% | -0.09926% | -0.09379% | 14362.7139 | 2574.3999 | 140466.2687 | 138101.8473 | 138101.8473 | 209.9785 | 100% | 0 | 0.1 | 14.63% | 8.876% | -0.0005144% | 0%
126 | 136128.3424 | 3243.8165 | 139372.1589 | 136287.1553 | 99.88% | -158.8129 | 292.1457 | 0.10403 | 14.5% | 8.749% | -0.1341% | -0.1269% | 14515.7967 | 2105.2491 | 138233.5915 | 131913.6699 | 133941.5997 | -2186.7427 | 101.5% | 2027.9298 | 0.053422 | 16.4% | 10.55% | 1.762% | 1.674%
127 | 129530.2716 | 1762.7728 | 131293.0443 | 130199.4777 | 99.49% | -669.2061 | 380.8858 | 0.12362 | 14.04% | 8.317% | -0.5897% | -0.5596% | 18007.7276 | 2588.22 | 132118.4915 | 132423.1895 | 132118.4915 | 2588.22 | 99.77% | -304.6979 | 0.10963 | 14.37% | 8.626% | -0.2643% | -0.2505%
128 | 131804.782 | 7195.043 | 138999.825 | 130384.9301 | 101.1% | 1419.8518 | 170.5927 | 0.06524 | 15.88% | 10.06% | 1.248% | 1.186% | 8207.0026 | 1787.6807 | 133592.4627 | 131003.5896 | 132423.4415 | 618.6595 | 101.1% | 1419.8518 | 0.065376 | 15.88% | 10.06% | 1.242% | 1.18%
129 | 137754.481 | 4158.0671 | 141912.5481 | 137920.639 | 99.88% | -166.158 | 293.0328 | 0.10423 | 14.49% | 8.745% | -0.1386% | -0.1312% | 14733.8009 | 2062.5951 | 139817.0761 | 138806.7431 | 138806.7431 | 1052.2621 | 100% | 0 | 0.1 | 14.63% | 8.876% | -0.0005144% | 0%
130 | 133440.3788 | 5419.7381 | 138860.1169 | 131728.7103 | 101.3% | 1711.6685 | 154.8143 | 0.059694 | 16.12% | 10.29% | 1.489% | 1.415% | 7540.3438 | 1000 | 134440.3788 | 132304.1084 | 134015.7769 | 575.3981 | 101.3% | 1711.6685 | 0.059843 | 16.12% | 10.28% | 1.483% | 1.409%
131 | 146906.3347 | 1636.4884 | 148542.8231 | 148378.3018 | 99.01% | -1471.9671 | 487.6271 | 0.14723 | 13.5% | 7.796% | -1.138% | -1.08% | 26146.9616 | 2959.1586 | 149865.4933 | 152750.3647 | 149865.4933 | 2959.1586 | 98.11% | -2884.8713 | 0.20641 | 12.47% | 6.82% | -2.165% | -2.056%
132 | 130803.6668 | 6931.1859 | 137734.8527 | 128492.5073 | 101.8% | 2311.1595 | 122.0015 | 0.047892 | 16.69% | 10.83% | 2.061% | 1.958% | 5824.7574 | 3829.1975 | 134632.8643 | 125545.2485 | 129330.0374 | -1473.6294 | 103% | 3784.7889 | 0.028534 | 18.09% | 12.16% | 3.455% | 3.282%
133 | 132986.1893 | 6198.3204 | 139184.5096 | 130298.6228 | 102.1% | 2687.5665 | 109.4126 | 0.043052 | 17% | 11.12% | 2.364% | 2.246% | 5310.8827 | 4289.3476 | 137275.5369 | 127570.6325 | 131622.1941 | -1363.9951 | 103.2% | 4051.5616 | 0.026501 | 18.27% | 12.33% | 3.64% | 3.458%
134 | 140334.1675 | 4497.89 | 144832.0575 | 141958.8858 | 98.86% | -1624.7183 | 489.4013 | 0.15719 | 13.32% | 7.63% | -1.312% | -1.246% | 25068.0999 | 1348.8426 | 141683.0101 | 141858.7938 | 140284.1215 | -50.046 | 98.89% | -1574.6723 | 0.15494 | 13.36% | 7.668% | -1.273% | -1.209%
135 | 120359.2374 | 9501.7861 | 129861.0235 | 120080.4387 | 100.2% | 278.7987 | 244.4614 | 0.092022 | 14.9% | 9.129% | 0.2656% | 0.2528% | 10739.4652 | 4848.474 | 125207.7113 | 119213.4713 | 119925.7537 | -433.4837 | 100.6% | 712.2824 | 0.079469 | 15.32% | 9.527% | 0.6844% | 0.6505%
136 | 127874.3551 | 7307.106 | 135181.4611 | 126976.6033 | 100.7% | 897.7518 | 200.1411 | 0.075705 | 15.44% | 9.646% | 0.81% | 0.7698% | 9341.4128 | 4451.7663 | 132326.1214 | 130755.4828 | 131653.2346 | 3778.8795 | 100.7% | 897.7518 | 0.076407 | 15.42% | 9.624% | 0.7865% | 0.7475%
137 | 133040.7029 | 3823.0087 | 136863.7116 | 133462.0641 | 99.68% | -421.3612 | 336.6204 | 0.11385 | 14.27% | 8.532% | -0.3624% | -0.3437% | 16346.2378 | 1000 | 134040.7029 | 134416.7103 | 134040.7029 | 1000 | 99.72% | -376.0074 | 0.11207 | 14.31% | 8.572% | -0.3212% | -0.3046%
138 | 120882.8039 | 5844.5343 | 126727.3381 | 120910.6236 | 99.98% | -27.8197 | 271.2639 | 0.10079 | 14.61% | 8.851% | -0.02689% | -0.02505% | 11968.7657 | 6757.6322 | 127640.4361 | 123073.3309 | 123073.3309 | 2190.527 | 100% | 0 | 0.1 | 14.63% | 8.876% | -0.0005144% | 0%
139 | 120225.4494 | 8444.1438 | 128669.5932 | 119469.2411 | 100.6% | 756.2084 | 207.0536 | 0.07825 | 15.36% | 9.565% | 0.7251% | 0.6892% | 9085.9875 | 4509.4992 | 124734.9486 | 122137.7151 | 122893.9235 | 2668.4741 | 100.6% | 756.2084 | 0.078725 | 15.34% | 9.55% | 0.7092% | 0.6741%
140 | 130312.5353 | 5818.0892 | 136130.6246 | 129691.7994 | 100.5% | 620.7359 | 221.4566 | 0.083553 | 15.18% | 9.397% | 0.5481% | 0.5211% | 10533.3778 | 1000 | 131312.5353 | 129687.9241 | 130310.5977 | -1.9377 | 100.5% | 622.6736 | 0.083502 | 15.18% | 9.399% | 0.5499% | 0.5227%
141 | 141371.6483 | 5018.7181 | 146390.3664 | 141294.0765 | 100.1% | 77.5718 | 261.0074 | 0.098113 | 14.7% | 8.936% | 0.06242% | 0.05977% | 13468.1513 | 2372.6732 | 143744.3215 | 141352.2397 | 141429.8115 | 58.1632 | 100.1% | 77.5718 | 0.098114 | 14.7% | 8.936% | 0.06239% | 0.05975%
142 | 130081.9942 | 6331.6751 | 136413.6692 | 128795.4172 | 101% | 1286.5769 | 177.3407 | 0.067613 | 15.78% | 9.964% | 1.145% | 1.088% | 8420.1234 | 5562.5668 | 135644.5609 | 125896.0461 | 128632.3086 | -1449.6856 | 102.2% | 2736.2625 | 0.04102 | 17.12% | 11.24% | 2.491% | 2.366%
143 | 133951.8077 | 5191.9305 | 139143.7382 | 133219.6263 | 100.5% | 732.1815 | 214.8335 | 0.081114 | 15.26% | 9.475% | 0.6295% | 0.5984% | 10503.7277 | 1735.1904 | 135686.9981 | 130986.6356 | 132835.3124 | -1116.4953 | 101.4% | 1848.6768 | 0.056742 | 16.25% | 10.41% | 1.617% | 1.537%
144 | 136309.0546 | 4572.0801 | 140881.1347 | 135533.7997 | 100.6% | 775.2549 | 212.745 | 0.080345 | 15.29% | 9.499% | 0.6552% | 0.6228% | 10584.6626 | 3075.823 | 139384.8776 | 135843.468 | 136618.7229 | 309.6683 | 100.6% | 775.2549 | 0.08039 | 15.29% | 9.498% | 0.6537% | 0.6214%
145 | 132415.5051 | 4562.3095 | 136977.8146 | 132439.8031 | 99.98% | -24.298 | 270.2273 | 0.10063 | 14.61% | 8.856% | -0.02155% | -0.01997% | 13060.5324 | 1000 | 133415.5051 | 132693.2025 | 132693.2025 | 277.6973 | 100% | 0 | 0.1 | 14.63% | 8.876% | -0.0005144% | 0%
146 | 131305.0696 | 2479.8109 | 133784.8805 | 131646.3027 | 99.74% | -341.2331 | 324.0016 | 0.11106 | 14.34% | 8.594% | -0.2976% | -0.2822% | 15528.2147 | 3023.2211 | 134328.2907 | 132336.5428 | 132336.5428 | 1031.4732 | 100% | 0 | 0.1 | 14.63% | 8.876% | -0.0005144% | 0%
147 | 134833.7781 | 4321.5955 | 139155.3735 | 133181.8628 | 101.2% | 1651.9153 | 159.2451 | 0.06125 | 16.05% | 10.23% | 1.421% | 1.35% | 7837.1395 | 3530.2097 | 138363.9878 | 134774.4346 | 136426.3499 | 1592.5718 | 101.2% | 1651.9153 | 0.061636 | 16.04% | 10.21% | 1.405% | 1.334%
148 | 133902.0151 | 6349.0548 | 140251.0699 | 133580.1144 | 100.2% | 321.9007 | 243.6341 | 0.091719 | 14.91% | 9.139% | 0.2757% | 0.2624% | 11907.4324 | 4321.7161 | 138223.7311 | 134218.6565 | 134540.5572 | 638.5422 | 100.2% | 321.9007 | 0.091759 | 14.91% | 9.137% | 0.2744% | 0.2611%
149 | 128978.4787 | 5875.7759 | 134854.2546 | 129419.0825 | 99.66% | -440.6038 | 342.1424 | 0.11507 | 14.24% | 8.506% | -0.3908% | -0.3707% | 16107.085 | 4317.8522 | 133296.331 | 126217.6719 | 127377.7734 | -1600.7053 | 100.9% | 1160.1015 | 0.069717 | 15.69% | 9.877% | 1.053% | 1.001%
150 | 141111.0123 | 4960.4193 | 146071.4316 | 141028.8329 | 100.1% | 82.1794 | 260.6884 | 0.097998 | 14.7% | 8.94% | 0.06628% | 0.06344% | 13426.893 | 1744.0936 | 142855.1059 | 138518.8296 | 139856.0106 | -1255.0016 | 101% | 1337.181 | 0.068499 | 15.74% | 9.927% | 1.106% | 1.051%
151 | 129564.7057 | 6230.8101 | 135795.5158 | 128732.8989 | 100.6% | 831.8068 | 205.8177 | 0.077797 | 15.37% | 9.58% | 0.7402% | 0.7035% | 9733.3477 | 2741.477 | 132306.1827 | 125569.8911 | 127983.2018 | -1581.5039 | 101.9% | 2413.3107 | 0.045633 | 16.84% | 10.97% | 2.203% | 2.092%
152 | 132258.9264 | 4799.9098 | 137058.8362 | 132370.9436 | 99.92% | -112.0171 | 285.0289 | 0.10292 | 14.54% | 8.784% | -0.09752% | -0.09214% | 13759.6309 | 1084.0752 | 133343.0017 | 134191.2806 | 133343.0017 | 1084.0752 | 99.37% | -848.2789 | 0.12944 | 13.91% | 8.188% | -0.7252% | -0.6883%
153 | 127143.7067 | 8744.6116 | 135888.3183 | 126438.303 | 100.6% | 705.4037 | 214.0607 | 0.080829 | 15.27% | 9.484% | 0.639% | 0.6074% | 9934.014 | 1901.9129 | 129045.6196 | 125876.6313 | 126862.8708 | -280.8359 | 100.8% | 986.2396 | 0.073292 | 15.53% | 9.729% | 0.8976% | 0.853%
154 | 131895.5221 | 5795.0363 | 137690.5585 | 131267.2457 | 100.5% | 628.2764 | 221.4566 | 0.083553 | 15.18% | 9.397% | 0.5481% | 0.5211% | 10661.3332 | 4222.4084 | 136117.9305 | 128414.9318 | 130469.3651 | -1426.157 | 101.6% | 2054.4334 | 0.051774 | 16.47% | 10.62% | 1.833% | 1.742%
155 | 132431.5528 | 4234.2286 | 136665.7813 | 132395.1368 | 100% | 36.4159 | 263.5591 | 0.099055 | 14.66% | 8.906% | 0.03102% | 0.02995% | 12739.7902 | 1000 | 133431.5528 | 133552.7856 | 133431.5528 | 1000 | 99.91% | -121.2328 | 0.10313 | 14.53% | 8.777% | -0.1046% | -0.09883%
156 | 126750.7539 | 4694.4724 | 131445.2262 | 125645.8511 | 100.9% | 1104.9028 | 186.3078 | 0.070765 | 15.64% | 9.834% | 1.008% | 0.9574% | 8619.3478 | 2775.4976 | 129526.2514 | 128309.65 | 129414.5528 | 2663.7989 | 100.9% | 1104.9028 | 0.071246 | 15.62% | 9.814% | 0.9866% | 0.9376%
157 | 135141.4902 | 2524.5943 | 137666.0845 | 135528.2619 | 99.71% | -386.7716 | 329.8525 | 0.11235 | 14.31% | 8.565% | -0.3277% | -0.3107% | 16270.5167 | 1000 | 136141.4902 | 131503.4453 | 133129.0819 | -2012.4083 | 101.2% | 1625.6367 | 0.061359 | 16.05% | 10.22% | 1.417% | 1.346%
158 | 127514.874 | 5302.6225 | 132817.4965 | 125879.2133 | 101.3% | 1635.6608 | 154.8143 | 0.059694 | 16.12% | 10.29% | 1.489% | 1.415% | 7205.5101 | 1273.5234 | 128788.3974 | 121667.0442 | 125408.7895 | -2106.0845 | 103.1% | 3741.7453 | 0.027768 | 18.16% | 12.22% | 3.525% | 3.348%
159 | 137251.735 | 4097.0667 | 141348.8017 | 137427.8991 | 99.87% | -176.1641 | 294.7472 | 0.10461 | 14.49% | 8.737% | -0.1475% | -0.1396% | 14765.9148 | 1789.5698 | 139041.3048 | 140235.9437 | 139041.3048 | 1789.5698 | 99.15% | -1194.6389 | 0.14027 | 13.66% | 7.949% | -0.977% | -0.9275%
160 | 138441.4067 | 6589.6183 | 145031.025 | 136416.3785 | 101.5% | 2025.0282 | 140.9396 | 0.054816 | 16.33% | 10.49% | 1.701% | 1.616% | 7121.8351 | 2435.5281 | 140876.9348 | 140127.2342 | 140876.9348 | 2435.5281 | 100.5% | 749.7007 | 0.081616 | 15.25% | 9.459% | 0.6128% | 0.5825%
161 | 134425.9759 | 4308.5249 | 138734.5008 | 134501.1579 | 99.94% | -75.182 | 278.6099 | 0.10193 | 14.57% | 8.815% | -0.06459% | -0.06086% | 13670.1282 | 2648.4188 | 137074.3947 | 134819.5626 | 134819.5626 | 393.5867 | 100% | 0 | 0.1 | 14.63% | 8.876% | -0.0005144% | 0%
162 | 128800.5046 | 7260.0172 | 136060.5218 | 127959.0002 | 100.7% | 841.5044 | 204.7512 | 0.077402 | 15.39% | 9.592% | 0.7534% | 0.716% | 9625.7991 | 2958.6346 | 131759.1392 | 128897.5965 | 129739.1009 | 938.5963 | 100.7% | 841.5044 | 0.077567 | 15.38% | 9.587% | 0.7479% | 0.7108%
163 | 142294.3185 | 4088.9172 | 146383.2357 | 145592.4241 | 97.73% | -3298.1057 | 489.4013 | 0.23921 | 12.04% | 6.41% | -2.597% | -2.466% | 25418.2446 | 1000 | 143294.3185 | 141487.5301 | 140241.8715 | -2052.447 | 99.12% | -1245.6586 | 0.14168 | 13.62% | 7.918% | -1.01% | -0.9585%
164 | 142727.6007 | 4784.1654 | 147511.766 | 142698.8502 | 100% | 28.7504 | 264.2502 | 0.099308 | 14.66% | 8.898% | 0.02258% | 0.02194% | 13766.265 | 1085.3997 | 143813.0004 | 144409.1468 | 143813.0004 | 1085.3997 | 99.59% | -596.1464 | 0.11863 | 14.16% | 8.427% | -0.4737% | -0.4495%
165 | 121155.7208 | 6752.5224 | 127908.2431 | 120188.0024 | 100.8% | 967.7184 | 191.8732 | 0.072721 | 15.56% | 9.753% | 0.9225% | 0.8766% | 8484.9866 | 5242.6673 | 126398.388 | 121101.9831 | 122069.7015 | 913.9807 | 100.8% | 967.7184 | 0.072881 | 15.55% | 9.746% | 0.9155% | 0.87%
166 | 132740.4637 | 5764.0851 | 138504.5488 | 132811.6045 | 99.95% | -71.1408 | 278.0916 | 0.10185 | 14.57% | 8.818% | -0.06192% | -0.05832% | 13473.612 | 4799.2023 | 137539.666 | 135009.9315 | 135009.9315 | 2269.4678 | 100% | 0 | 0.1 | 14.63% | 8.876% | -0.0005144% | 0%
167 | 129004.1823 | 4062.8581 | 133067.0404 | 129115.4072 | 99.91% | -111.2249 | 285.3678 | 0.10297 | 14.53% | 8.782% | -0.09926% | -0.09379% | 13436.9791 | 2134.6582 | 131138.8406 | 130727.6532 | 130727.6532 | 1723.4709 | 100% | 0 | 0.1 | 14.63% | 8.876% | -0.0005144% | 0%
168 | 131546.6122 | 5161.8915 | 136708.5036 | 131085.7183 | 100.4% | 460.8939 | 233.3178 | 0.087918 | 15.04% | 9.259% | 0.4025% | 0.3828% | 11202.6426 | 1463.2601 | 133009.8722 | 131332.9391 | 131793.8331 | 247.2209 | 100.4% | 460.8939 | 0.087941 | 15.04% | 9.258% | 0.4018% | 0.3821%
169 | 135074.5625 | 1122.4771 | 136197.0396 | 136009.6819 | 99.31% | -935.1194 | 419.6392 | 0.13217 | 13.84% | 8.128% | -0.7887% | -0.7486% | 20689.1422 | 1000 | 136074.5625 | 137389.5593 | 136074.5625 | 1000 | 99.04% | -1314.9968 | 0.14546 | 13.54% | 7.834% | -1.098% | -1.042%
170 | 127098.7535 | 5265.5714 | 132364.3249 | 125924.8962 | 100.9% | 1173.8573 | 182.3444 | 0.069373 | 15.7% | 9.891% | 1.068% | 1.015% | 8459.145 | 2471.662 | 129570.4156 | 126741.3791 | 127915.2364 | 816.4829 | 100.9% | 1173.8573 | 0.069531 | 15.69% | 9.885% | 1.061% | 1.008%
171 | 130885.3044 | 6034.0709 | 136919.3753 | 130124.5691 | 100.6% | 760.7353 | 211.5689 | 0.079911 | 15.3% | 9.513% | 0.6697% | 0.6365% | 10107.3092 | 4466.88 | 135352.1844 | 132622.7437 | 133383.479 | 2498.1746 | 100.6% | 760.7353 | 0.08029 | 15.29% | 9.501% | 0.657% | 0.6245%
172 | 137387.6795 | 1032.9901 | 138420.6695 | 138630.895 | 99.1% | -1243.2155 | 466.3566 | 0.14248 | 13.6% | 7.9% | -1.029% | -0.9764% | 23386.1522 | 1000 | 138387.6795 | 138089.9399 | 137117.2019 | -270.4776 | 99.3% | -972.7379 | 0.133 | 13.83% | 8.109% | -0.808% | -0.7669%
173 | 132347.2858 | 6581.1128 | 138928.3985 | 130757.3951 | 101.2% | 1589.8906 | 161.0738 | 0.061894 | 16.03% | 10.2% | 1.393% | 1.324% | 7780.9549 | 1617.3283 | 133964.614 | 130637.4939 | 132287.3351 | -59.9506 | 101.3% | 1649.8413 | 0.060655 | 16.08% | 10.25% | 1.447% | 1.375%
174 | 133657.4589 | 5266.5406 | 138923.9995 | 132177.5024 | 101.1% | 1479.9564 | 168.2903 | 0.064431 | 15.92% | 10.1% | 1.283% | 1.219% | 8210.0357 | 4851.495 | 138508.9539 | 132818.9642 | 134298.9206 | 641.4618 | 101.1% | 1479.9564 | 0.064573 | 15.91% | 10.09% | 1.277% | 1.213%
175 | 129704.448 | 5462.1145 | 135166.5625 | 127491.0574 | 101.7% | 2213.3906 | 124.9917 | 0.049039 | 16.62% | 10.77% | 1.99% | 1.89% | 5917.3725 | 3755.4686 | 133459.9166 | 128821.4172 | 131034.8077 | 1330.3598 | 101.7% | 2213.3906 | 0.049368 | 16.6% | 10.75% | 1.969% | 1.871%
176 | 131437.3791 | 5816.7248 | 137254.1039 | 131817.0676 | 99.71% | -379.6885 | 330.4406 | 0.11248 | 14.3% | 8.563% | -0.3307% | -0.3136% | 15852.7688 | 1656.5961 | 133093.9752 | 132303.9528 | 132303.9528 | 866.5737 | 100% | 0 | 0.1 | 14.63% | 8.876% | -0.0005144% | 0%
177 | 139145.6392 | 3998.4379 | 143144.0771 | 141093.1433 | 98.62% | -1947.5041 | 489.4013 | 0.1726 | 13.05% | 7.373% | -1.583% | -1.503% | 24855.7914 | 2560.7318 | 141706.371 | 140193.7791 | 138695.9571 | -449.6821 | 98.93% | -1497.822 | 0.15222 | 13.41% | 7.713% | -1.225% | -1.163%
178 | 124501.7193 | 3458.3811 | 127960.1004 | 124919.3379 | 99.67% | -417.6186 | 340.7768 | 0.11476 | 14.25% | 8.512% | -0.3837% | -0.364% | 15485.9642 | 2940.1432 | 127441.8625 | 125348.1578 | 125348.1578 | 846.4384 | 100% | 0 | 0.1 | 14.63% | 8.876% | -0.0005144% | 0%
179 | 130036.8821 | 4595.27 | 134632.1521 | 129600.1422 | 100.3% | 436.7399 | 234.6734 | 0.08842 | 15.02% | 9.243% | 0.3858% | 0.3669% | 11138.4125 | 1000 | 131036.8821 | 130842.6361 | 131036.8821 | 1000 | 100.1% | 194.246 | 0.094899 | 14.8% | 9.038% | 0.1697% | 0.1616%
180 | 130862.5495 | 2974.1489 | 133836.6983 | 132750.201 | 98.58% | -1887.6515 | 489.4013 | 0.17532 | 13% | 7.328% | -1.631% | -1.548% | 23376.1708 | 1204.8319 | 132067.3814 | 132050.451 | 130512.6745 | -349.875 | 98.84% | -1537.7765 | 0.1585 | 13.3% | 7.608% | -1.335% | -1.268%
181 | 130113.7352 | 7040.929 | 137154.6642 | 129573.8312 | 100.4% | 539.904 | 227.2377 | 0.085682 | 15.11% | 9.33% | 0.4771% | 0.4537% | 10791.8623 | 6536.5038 | 136650.2389 | 127495.8231 | 129074.7312 | -1039.004 | 101.2% | 1578.908 | 0.061301 | 16.05% | 10.22% | 1.419% | 1.348%
182 | 125663.9097 | 6707.5055 | 132371.4152 | 124817.2552 | 100.7% | 846.6545 | 202.8175 | 0.076692 | 15.41% | 9.615% | 0.7771% | 0.7385% | 9302.6954 | 5326.3233 | 130990.233 | 124776.5053 | 125643.5347 | -20.375 | 100.7% | 867.0295 | 0.076123 | 15.43% | 9.633% | 0.796% | 0.7565%
183 | 138885.4795 | 4062.4147 | 142947.8942 | 138847.2889 | 100% | 38.1906 | 263.5591 | 0.099055 | 14.66% | 8.906% | 0.03102% | 0.02995% | 13360.6518 | 1000 | 139885.4795 | 138017.5646 | 138470.6173 | -414.8622 | 100.3% | 453.0528 | 0.08872 | 15.01% | 9.234% | 0.3758% | 0.3574%
184 | 131361.3092 | 5867.9272 | 137229.2364 | 130062.0791 | 101% | 1299.23 | 177.3407 | 0.067613 | 15.78% | 9.964% | 1.145% | 1.088% | 8502.9327 | 3608.0406 | 134969.3498 | 130420.0209 | 131719.2509 | 357.9417 | 101% | 1299.23 | 0.067686 | 15.77% | 9.961% | 1.141% | 1.085%
185 | 135679.1392 | 2055.7445 | 137734.8837 | 136069.6583 | 99.71% | -390.5191 | 330.2113 | 0.11243 | 14.3% | 8.564% | -0.3295% | -0.3125% | 16353.0178 | 1480.6165 | 137159.7558 | 132492.3555 | 133890.4878 | -1788.6514 | 101.1% | 1398.1323 | 0.066129 | 15.84% | 10.03% | 1.209% | 1.149%
186 | 131546.0502 | 4047.5708 | 135593.621 | 131392.2826 | 100.1% | 153.7676 | 255.2078 | 0.095979 | 14.77% | 9.004% | 0.1336% | 0.1274% | 12253.6241 | 3741.1956 | 135287.2458 | 131381.7519 | 131540.7849 | -5.2654 | 100.1% | 159.033 | 0.095841 | 14.77% | 9.008% | 0.1382% | 0.1318%
187 | 141455.2856 | 3334.8188 | 144790.1044 | 141945.8403 | 99.65% | -490.5547 | 343.2886 | 0.11532 | 14.24% | 8.5% | -0.3967% | -0.3763% | 17724.3956 | 3026.0151 | 144481.3007 | 142029.0106 | 142029.0106 | 573.725 | 100% | 0 | 0.1 | 14.63% | 8.876% | -0.0005144% | 0%
188 | 134226.9077 | 4421.7273 | 138648.635 | 133575.2186 | 100.5% | 651.6891 | 220.5994 | 0.083235 | 15.19% | 9.407% | 0.5588% | 0.5312% | 10807.7863 | 1000 | 135226.9077 | 131273.2215 | 133075.9092 | -1150.9986 | 101.4% | 1802.6877 | 0.057747 | 16.21% | 10.37% | 1.574% | 1.495%
189 | 130958.2833 | 4418.7527 | 135377.036 | 129247.498 | 101.3% | 1710.7854 | 153.0002 | 0.059054 | 16.15% | 10.32% | 1.517% | 1.441% | 7313.3752 | 3743.389 | 134701.6723 | 125510.3325 | 129089.7006 | -1868.5827 | 102.9% | 3579.3681 | 0.030586 | 17.9% | 11.98% | 3.269% | 3.105%
190 | 138997.3013 | 5489.4164 | 144486.7176 | 139398.8284 | 99.71% | -401.5271 | 330.4406 | 0.11248 | 14.3% | 8.563% | -0.3307% | -0.3136% | 16764.5772 | 2693.3231 | 141690.6244 | 138844.8636 | 138720.3189 | -276.9824 | 99.91% | -124.5447 | 0.1031 | 14.53% | 8.779% | -0.1033% | -0.09766%
191 | 133099.1696 | 3824.6888 | 136923.8583 | 134908.4472 | 98.66% | -1809.2776 | 489.4013 | 0.17004 | 13.1% | 7.416% | -1.538% | -1.46% | 23775.7015 | 3372.9485 | 136472.118 | 136903.6014 | 136472.118 | 3372.9485 | 99.68% | -431.4833 | 0.11382 | 14.27% | 8.533% | -0.3618% | -0.3431%
192 | 129189.5237 | 5254.4901 | 134444.0137 | 128831.2569 | 100.3% | 358.2667 | 240.1754 | 0.090444 | 14.95% | 9.179% | 0.3183% | 0.3028% | 11325.2749 | 2282.0266 | 131471.5502 | 130732.1521 | 131090.4189 | 1900.8952 | 100.3% | 358.2667 | 0.090583 | 14.95% | 9.175% | 0.3136% | 0.2984%
193 | 141196.0081 | 4973.8499 | 146169.858 | 140721.7894 | 100.3% | 474.2187 | 234.6734 | 0.08842 | 15.02% | 9.243% | 0.3858% | 0.3669% | 12094.2564 | 4281.2033 | 145477.2114 | 140022.5984 | 140846.4126 | -349.5955 | 100.6% | 823.8142 | 0.079783 | 15.31% | 9.517% | 0.6739% | 0.6406%
194 | 129554.6547 | 7245.1229 | 136799.7777 | 129531.1705 | 100% | 23.4842 | 264.4362 | 0.099377 | 14.65% | 8.896% | 0.02027% | 0.01974% | 12504.5128 | 4545.6968 | 134100.3515 | 132238.9783 | 132262.4625 | 2707.8078 | 100% | 23.4842 | 0.09939 | 14.65% | 8.896% | 0.01984% | 0.01934%
195 | 129973.6568 | 6576.3511 | 136550.008 | 129541.8943 | 100.3% | 431.7625 | 235.0223 | 0.088547 | 15.01% | 9.239% | 0.3816% | 0.3629% | 11149.547 | 2110.9453 | 132084.6022 | 128388.8468 | 129397.1331 | -576.5238 | 100.8% | 1008.2863 | 0.073244 | 15.53% | 9.731% | 0.8997% | 0.855%
196 | 133285.3935 | 4502.4857 | 137787.8792 | 132818.4075 | 100.4% | 466.986 | 233.3178 | 0.087918 | 15.04% | 9.259% | 0.4025% | 0.3828% | 11350.7189 | 5646.906 | 138932.2995 | 136101.2242 | 136568.2102 | 3282.8167 | 100.3% | 466.986 | 0.08821 | 15.03% | 9.25% | 0.3928% | 0.3736%
197 | 131281.613 | 6047.8863 | 137329.4994 | 131126.8478 | 100.1% | 154.7652 | 255.1166 | 0.095944 | 14.77% | 9.005% | 0.1348% | 0.1285% | 12224.6249 | 3998.2994 | 135279.9124 | 133878.7632 | 134033.5284 | 2751.9154 | 100.1% | 154.7652 | 0.096028 | 14.77% | 9.002% | 0.132% | 0.1259%
198 | 132720.013 | 5122.4425 | 137842.4555 | 131494.2389 | 100.9% | 1225.7741 | 182.3444 | 0.069373 | 15.7% | 9.891% | 1.068% | 1.015% | 8833.2718 | 1758.3143 | 134478.3273 | 134354.6247 | 134478.3273 | 1758.3143 | 100.1% | 123.7026 | 0.096836 | 14.74% | 8.976% | 0.105% | 0.1002%
199 | 132462.9898 | 6049.9586 | 138512.9484 | 131693.0846 | 100.6% | 769.9052 | 211.5689 | 0.079911 | 15.3% | 9.513% | 0.6697% | 0.6365% | 10229.1422 | 3200.0628 | 135663.0526 | 132660.7029 | 133430.608 | 967.6182 | 100.6% | 769.9052 | 0.080058 | 15.3% | 9.508% | 0.6648% | 0.6319%
200 | 140960.0988 | 4063.4741 | 145023.5729 | 140969.9371 | 99.99% | -9.8383 | 267.6856 | 0.10024 | 14.62% | 8.869% | -0.008515% | -0.007598% | 13772.5395 | 3221.2756 | 144181.3744 | 142389.6752 | 142389.6752 | 1429.5765 | 100% | 0 | 0.1 | 14.63% | 8.876% | -0.0005144% | 0%
201 | 127187.4313 | 5781.2469 | 132968.6782 | 126042.7495 | 100.9% | 1144.6818 | 184.1492 | 0.070006 | 15.67% | 9.865% | 1.041% | 0.9888% | 8548.8364 | 1000 | 128187.4313 | 124845.0679 | 126588.5906 | -598.8408 | 101.4% | 1743.5226 | 0.057132 | 16.23% | 10.4% | 1.6% | 1.521%
202 | 130843.9069 | 4672.9967 | 135516.9036 | 129800.1746 | 100.8% | 1043.7323 | 191.9511 | 0.072749 | 15.55% | 9.752% | 0.9213% | 0.8755% | 9167.2061 | 1997.983 | 132841.8898 | 129130.4931 | 130509.0661 | -334.8408 | 101.1% | 1378.573 | 0.065804 | 15.86% | 10.04% | 1.223% | 1.162%
203 | 142025.558 | 2696.6878 | 144722.2458 | 145413.348 | 97.67% | -3387.79 | 489.4013 | 0.24483 | 11.96% | 6.34% | -2.671% | -2.537% | 25370.2355 | 3168.6257 | 145194.1836 | 148604.9846 | 145194.1836 | 3168.6257 | 97.7% | -3410.801 | 0.24182 | 12% | 6.377% | -2.632% | -2.499%
204 | 131370.0099 | 5971.3641 | 137341.374 | 131365.728 | 100% | 4.2818 | 265.8264 | 0.099888 | 14.64% | 8.88% | 0.003222% | 0.003549% | 12746.3916 | 5240.3274 | 136610.3373 | 130222.6433 | 130798.4675 | -571.5424 | 100.4% | 575.8242 | 0.084806 | 15.14% | 9.358% | 0.5064% | 0.4814%
205 | 137823.1266 | 4779.9928 | 142603.1194 | 138462.9664 | 99.54% | -639.8398 | 369.3036 | 0.12106 | 14.1% | 8.373% | -0.5302% | -0.5031% | 18577.9819 | 3220.8775 | 141044.0041 | 134791.2161 | 135987.2515 | -1835.8751 | 100.9% | 1196.0354 | 0.070555 | 15.65% | 9.842% | 1.017% | 0.9661%
206 | 126505.1768 | 7179.014 | 133684.1908 | 125628.5507 | 100.7% | 876.6261 | 201.0034 | 0.076022 | 15.43% | 9.636% | 0.7994% | 0.7597% | 9281.2092 | 3526.2905 | 130031.4673 | 126797.2389 | 127673.865 | 1168.6882 | 100.7% | 876.6261 | 0.076243 | 15.43% | 9.629% | 0.792% | 0.7527%
207 | 142466.5933 | 3256.3793 | 145722.9725 | 143106.7669 | 99.55% | -640.1737 | 366.0044 | 0.12033 | 14.12% | 8.389% | -0.5133% | -0.487% | 19032.3412 | 1000 | 143466.5933 | 143133.6051 | 143133.6051 | 667.0118 | 100% | 0 | 0.1 | 14.63% | 8.876% | -0.0005144% | 0%
208 | 126197.2754 | 3981.3399 | 130178.6153 | 126439.6031 | 99.81% | -242.3277 | 308.9209 | 0.10773 | 14.41% | 8.668% | -0.2202% | -0.2087% | 14229.515 | 1902.0841 | 128099.3595 | 125434.4251 | 125694.6864 | -502.589 | 100.2% | 260.2613 | 0.09287 | 14.87% | 9.102% | 0.2373% | 0.2259%
209 | 138463.8883 | 4692.2396 | 143156.1279 | 138280.0947 | 100.1% | 183.7936 | 253.7212 | 0.095433 | 14.79% | 9.021% | 0.1518% | 0.1447% | 12822.8962 | 1000 | 139463.8883 | 138953.2938 | 139137.0874 | 673.1991 | 100.1% | 183.7936 | 0.095455 | 14.78% | 9.02% | 0.1511% | 0.144%
210 | 134420.0826 | 5979.5949 | 140399.6775 | 133779.7806 | 100.5% | 640.302 | 221.4566 | 0.083553 | 15.18% | 9.397% | 0.5481% | 0.5211% | 10865.3976 | 3044.1998 | 137464.2824 | 135056.9933 | 135697.2952 | 1277.2127 | 100.5% | 640.302 | 0.083709 | 15.18% | 9.392% | 0.543% | 0.5162%
211 | 129267.6892 | 6945.6995 | 136213.3888 | 129057.5492 | 100.2% | 210.14 | 250.9303 | 0.094405 | 14.82% | 9.053% | 0.1861% | 0.1773% | 11839.571 | 5664.7233 | 134932.4126 | 127296.0277 | 128386.9285 | -880.7608 | 100.9% | 1090.9008 | 0.071355 | 15.62% | 9.809% | 0.9819% | 0.933%
212 | 123961.3314 | 6198.0666 | 130159.398 | 122642.135 | 101.1% | 1319.1965 | 171.593 | 0.065591 | 15.87% | 10.05% | 1.233% | 1.171% | 7763.8767 | 3123.9461 | 127085.2775 | 126112.2365 | 127085.2775 | 3123.9461 | 100.8% | 973.041 | 0.073607 | 15.52% | 9.716% | 0.884% | 0.8401%
213 | 141771.9803 | 2648.7539 | 144420.7342 | 142177.7282 | 99.71% | -405.7479 | 329.8525 | 0.11235 | 14.31% | 8.565% | -0.3277% | -0.3107% | 17068.8023 | 1886.9533 | 143658.9335 | 136853.8108 | 139110.0216 | -2661.9587 | 101.6% | 2256.2108 | 0.050644 | 16.52% | 10.67% | 1.889% | 1.795%
214 | 127741.3769 | 5987.877 | 133729.254 | 125589.9345 | 101.7% | 2151.4425 | 126.0902 | 0.049462 | 16.6% | 10.74% | 1.963% | 1.865% | 5879.0338 | 2883.059 | 130624.436 | 123313.2304 | 126603.0249 | -1138.352 | 102.7% | 3289.7945 | 0.032906 | 17.69% | 11.78% | 3.058% | 2.905%
215 | 133609.7034 | 3136.2895 | 136745.9929 | 134073.0503 | 99.65% | -463.3469 | 343.2886 | 0.11532 | 14.24% | 8.5% | -0.3967% | -0.3763% | 16741.3415 | 1000 | 134609.7034 | 132872.7977 | 133009.5771 | -600.1263 | 100.1% | 136.7794 | 0.096463 | 14.75% | 8.988% | 0.1175% | 0.1121%
216 | 131247.8379 | 2772.8416 | 134020.6795 | 131478.795 | 99.82% | -230.9571 | 305.3525 | 0.10694 | 14.43% | 8.685% | -0.2019% | -0.1913% | 14628.0537 | 2390.8505 | 133638.6884 | 132143.1806 | 132143.1806 | 895.3428 | 100% | 0 | 0.1 | 14.63% | 8.876% | -0.0005144% | 0%
217 | 129094.7554 | 5906.0587 | 135000.8142 | 126485.8324 | 102.1% | 2608.9231 | 109.4126 | 0.043052 | 17% | 11.12% | 2.364% | 2.246% | 5155.476 | 1000 | 130094.7554 | 129166.6685 | 130094.7554 | 1000 | 100.7% | 928.0869 | 0.07531 | 15.46% | 9.658% | 0.8231% | 0.7823%
218 | 137049.921 | 4869.5776 | 141919.4986 | 138000.8566 | 99.31% | -950.9356 | 419.9781 | 0.13225 | 13.84% | 8.126% | -0.7904% | -0.7502% | 21008.657 | 2840.7509 | 139890.672 | 138242.0676 | 138242.0676 | 1192.1465 | 100% | 0 | 0.1 | 14.63% | 8.876% | -0.0005144% | 0%
219 | 134230.0329 | 3857.1849 | 138087.2178 | 136460.564 | 98.37% | -2230.5311 | 489.4013 | 0.18921 | 12.76% | 7.097% | -1.874% | -1.78% | 23977.7093 | 2786.1255 | 137016.1584 | 136340.266 | 134169.8839 | -60.149 | 98.41% | -2170.3821 | 0.18642 | 12.81% | 7.143% | -1.825% | -1.733%
220 | 135800.2633 | 3772.2295 | 139572.4928 | 136326.7938 | 99.61% | -526.5305 | 352.359 | 0.11732 | 14.19% | 8.456% | -0.4433% | -0.4205% | 17465.4113 | 2734.3264 | 138534.5896 | 139342.3241 | 138534.5896 | 2734.3264 | 99.42% | -807.7344 | 0.12686 | 13.97% | 8.245% | -0.665% | -0.6311%
221 | 129968.7932 | 3734.7354 | 133703.5286 | 129921.1195 | 100% | 47.6737 | 262.7058 | 0.098739 | 14.67% | 8.916% | 0.04155% | 0.03995% | 12462.3978 | 4780.212 | 134749.0052 | 129266.978 | 129641.7225 | -327.0707 | 100.3% | 374.7444 | 0.090038 | 14.97% | 9.192% | 0.3318% | 0.3156%
222 | 129269.5383 | 2937.9441 | 132207.4823 | 131064.1591 | 98.63% | -1794.6208 | 489.4013 | 0.17188 | 13.06% | 7.385% | -1.57% | -1.491% | 23091.6088 | 1038.3992 | 130307.9374 | 129482.0853 | 128478.5014 | -791.0369 | 99.22% | -1003.5839 | 0.13648 | 13.74% | 8.032% | -0.889% | -0.8439%
223 | 133518.1193 | 6833.3421 | 140351.4614 | 132964.0889 | 100.4% | 554.0304 | 227.2377 | 0.085682 | 15.11% | 9.33% | 0.4771% | 0.4537% | 11074.2279 | 3846.1447 | 137364.264 | 134462.5227 | 135016.5531 | 1498.4338 | 100.4% | 554.0304 | 0.085842 | 15.11% | 9.325% | 0.4718% | 0.4486%
224 | 144437.5967 | 3772.7221 | 148210.3188 | 144606.1035 | 99.88% | -168.5068 | 292.1457 | 0.10403 | 14.5% | 8.749% | -0.1341% | -0.1269% | 15401.8388 | 3771.4102 | 148209.0069 | 144211.9703 | 144240.5301 | -197.0666 | 100% | 28.5598 | 0.099319 | 14.66% | 8.898% | 0.02219% | 0.02156%
225 | 138813.4193 | 3347.5463 | 142160.9656 | 139041.5045 | 99.84% | -228.0852 | 302.761 | 0.10637 | 14.44% | 8.698% | -0.1886% | -0.1786% | 15339.9605 | 2972.2285 | 141785.6478 | 140321.4549 | 140321.4549 | 1508.0356 | 100% | 0 | 0.1 | 14.63% | 8.876% | -0.0005144% | 0%
226 | 128915.5285 | 3590.4406 | 132505.9691 | 128082.3418 | 100.7% | 833.1867 | 205.419 | 0.077647 | 15.38% | 9.584% | 0.7452% | 0.7082% | 9665.8189 | 1000 | 129915.5285 | 127994.7663 | 128871.7407 | -43.7877 | 100.7% | 876.9744 | 0.076456 | 15.42% | 9.622% | 0.7849% | 0.746%
227 | 135397.1049 | 5146.5322 | 140543.6371 | 135224.5238 | 100.1% | 172.5812 | 254.2196 | 0.095615 | 14.78% | 9.015% | 0.1458% | 0.139% | 12563.5163 | 2483.0784 | 137880.1833 | 133270.6574 | 134420.1718 | -976.9332 | 100.9% | 1149.5143 | 0.071209 | 15.62% | 9.815% | 0.9882% | 0.9391%
228 | 135178.6203 | 5346.6056 | 140525.2259 | 133444.6551 | 101.3% | 1733.9653 | 154.8143 | 0.059694 | 16.12% | 10.29% | 1.489% | 1.415% | 7638.567 | 3315.2498 | 138493.8702 | 131733.6935 | 134323.1396 | -855.4808 | 102% | 2589.446 | 0.04483 | 16.89% | 11.02% | 2.253% | 2.14%
229 | 138513.8329 | 1548.0205 | 140061.8534 | 139901.709 | 99.01% | -1387.8762 | 487.6271 | 0.14723 | 13.5% | 7.796% | -1.138% | -1.08% | 24653.2314 | 1000 | 139513.8329 | 138177.4906 | 137651.7236 | -862.1092 | 99.62% | -525.7669 | 0.11704 | 14.2% | 8.462% | -0.4367% | -0.4143%
230 | 130519.415 | 3702.6784 | 134222.0935 | 129903.422 | 100.5% | 615.9931 | 221.872 | 0.083706 | 15.18% | 9.392% | 0.5431% | 0.5163% | 10569.8915 | 2885.1984 | 133404.6134 | 126339.9838 | 128737.696 | -1781.7191 | 101.9% | 2397.7121 | 0.046074 | 16.81% | 10.94% | 2.175% | 2.066%
231 | 140571.3531 | 3581.4357 | 144152.7889 | 141490.079 | 99.35% | -918.7259 | 411.1071 | 0.13029 | 13.89% | 8.169% | -0.7449% | -0.707% | 21093.3052 | 2925.5434 | 143496.8965 | 140076.8592 | 139864.7432 | -706.6099 | 99.85% | -212.116 | 0.10575 | 14.46% | 8.711% | -0.1741% | -0.1649%
232 | 137314.3327 | 4401.1004 | 141715.4331 | 138513.5611 | 99.13% | -1199.2284 | 459.4392 | 0.14095 | 13.64% | 7.934% | -0.993% | -0.9426% | 23026.9687 | 2054.5847 | 139368.9174 | 140024.3903 | 139368.9174 | 2054.5847 | 99.53% | -655.4729 | 0.12136 | 14.1% | 8.367% | -0.5371% | -0.5097%
233 | 132995.0536 | 4566.9154 | 137561.969 | 133994.1643 | 99.25% | -999.1107 | 432.6068 | 0.13503 | 13.78% | 8.064% | -0.8553% | -0.8118% | 21000.118 | 3298.2308 | 136293.2844 | 132961.0749 | 132478.5089 | -516.5447 | 99.64% | -482.566 | 0.11617 | 14.22% | 8.481% | -0.4166% | -0.3952%
234 | 133302.8623 | 5740.2038 | 139043.0661 | 132933.1885 | 100.3% | 369.6738 | 240.1754 | 0.090444 | 14.95% | 9.179% | 0.3183% | 0.3028% | 11685.8668 | 4085.442 | 137388.3043 | 130671.8452 | 132172.1906 | -1130.6717 | 101.1% | 1500.3455 | 0.063679 | 15.95% | 10.13% | 1.316% | 1.25%
235 | 134751.175 | 3543.165 | 138294.34 | 135247.0335 | 99.63% | -495.8585 | 347.9932 | 0.11636 | 14.21% | 8.477% | -0.4208% | -0.3992% | 17115.7617 | 1000 | 135751.175 | 134517.6219 | 134386.4692 | -364.7058 | 99.9% | -131.1527 | 0.10336 | 14.52% | 8.77% | -0.1123% | -0.1062%
236 | 129566.2732 | 6259.7843 | 135826.0575 | 129596.0913 | 99.98% | -29.8181 | 271.2639 | 0.10079 | 14.61% | 8.851% | -0.02689% | -0.02505% | 12828.5275 | 1546.882 | 131113.1552 | 130809.0291 | 130809.0291 | 1242.7559 | 100% | 0 | 0.1 | 14.63% | 8.876% | -0.0005144% | 0%
237 | 128612.4963 | 8919.7306 | 137532.2269 | 127803.5341 | 100.6% | 808.9622 | 207.0536 | 0.07825 | 15.36% | 9.565% | 0.7251% | 0.6892% | 9719.835 | 5775.7145 | 134388.2109 | 128595.2953 | 129404.2576 | 791.7612 | 100.6% | 808.9622 | 0.078384 | 15.35% | 9.561% | 0.7206% | 0.6849%
238 | 132875.3196 | 6950.5729 | 139825.8925 | 131980.0786 | 100.7% | 895.241 | 202.8175 | 0.076692 | 15.41% | 9.615% | 0.7771% | 0.7385% | 9836.5443 | 3782.9581 | 136658.2777 | 133016.8813 | 133912.1223 | 1036.8027 | 100.7% | 895.241 | 0.076873 | 15.4% | 9.609% | 0.771% | 0.7328%
239 | 130022.7783 | 5658.5496 | 135681.3279 | 129918.0289 | 100.1% | 104.7494 | 258.6052 | 0.097229 | 14.73% | 8.964% | 0.09191% | 0.08778% | 12272.9685 | 2342.7827 | 132365.5609 | 130440.2755 | 130545.0249 | 522.2466 | 100.1% | 104.7494 | 0.097241 | 14.72% | 8.964% | 0.09154% | 0.08743%
240 | 124304.8871 | 4748.1569 | 129053.044 | 123156.8333 | 100.9% | 1148.0538 | 182.3444 | 0.069373 | 15.7% | 9.891% | 1.068% | 1.015% | 8273.1973 | 1762.6852 | 126067.5723 | 124153.651 | 125301.7048 | 996.8177 | 100.9% | 1148.0538 | 0.06957 | 15.69% | 9.883% | 1.059% | 1.007%
241 | 134961.6017 | 5231.0698 | 140192.6716 | 134518.5772 | 100.3% | 443.0245 | 235.3918 | 0.088683 | 15.01% | 9.235% | 0.377% | 0.3586% | 11595.6299 | 4077.1165 | 139038.7182 | 134067.8214 | 134736.2238 | -225.3779 | 100.5% | 668.4024 | 0.082869 | 15.2% | 9.419% | 0.571% | 0.5428%
242 | 130239.295 | 6877.5656 | 137116.8606 | 128003.7316 | 101.7% | 2235.5633 | 124.4933 | 0.048849 | 16.63% | 10.78% | 2.002% | 1.902% | 5918.082 | 5371.0413 | 135610.3363 | 126575.3498 | 129525.1041 | -714.1909 | 102.3% | 2949.7542 | 0.038141 | 17.3% | 11.41% | 2.671% | 2.537%
243 | 136009.314 | 5113.1321 | 141122.4461 | 135669.8851 | 100.3% | 339.4289 | 242.7795 | 0.091403 | 14.92% | 9.149% | 0.2863% | 0.2724% | 12052.4005 | 1849.9248 | 137859.2388 | 135213.0151 | 135780.879 | -228.435 | 100.4% | 567.8639 | 0.085569 | 15.11% | 9.333% | 0.4809% | 0.4573%
244 | 117037.4241 | 5272.8425 | 122310.2666 | 115325.4791 | 101.5% | 1711.9451 | 140.9396 | 0.054816 | 16.33% | 10.49% | 1.701% | 1.616% | 6020.751 | 3782.4475 | 120819.8716 | 115448.4853 | 117160.4304 | 123.0062 | 101.5% | 1711.9451 | 0.054857 | 16.33% | 10.49% | 1.699% | 1.614%
245 | 129094.4611 | 3476.4519 | 132570.913 | 129241.1879 | 99.89% | -146.7268 | 291.4779 | 0.10392 | 14.5% | 8.753% | -0.1307% | -0.1236% | 13734.2844 | 1000 | 130094.4611 | 128518.621 | 128733.1776 | -361.2835 | 100.2% | 214.5566 | 0.094263 | 14.82% | 9.058% | 0.1909% | 0.1818%
246 | 133225.9682 | 5443.045 | 138669.0132 | 133610.8235 | 99.71% | -384.8552 | 330.4406 | 0.11248 | 14.3% | 8.563% | -0.3307% | -0.3136% | 16068.492 | 1000 | 134225.9682 | 138552.134 | 134225.9682 | 1000 | 96.88% | -4326.1658 | 0.32457 | 11.05% | 5.477% | -3.58% | -3.4%
247 | 133925.3794 | 5516.3111 | 139441.6905 | 134382.8823 | 99.66% | -457.5029 | 342.1424 | 0.11507 | 14.24% | 8.506% | -0.3908% | -0.3707% | 16724.8637 | 1000 | 134925.3794 | 134496.5887 | 134496.5887 | 571.2093 | 100% | 0 | 0.1 | 14.63% | 8.876% | -0.0005144% | 0%
248 | 128578.9545 | 5497.6996 | 134076.6541 | 128222.381 | 100.3% | 356.5735 | 240.1754 | 0.090444 | 14.95% | 9.179% | 0.3183% | 0.3028% | 11271.75 | 1025.5592 | 129604.5137 | 127294.2553 | 128114.8917 | -464.0628 | 100.6% | 820.6364 | 0.077848 | 15.37% | 9.578% | 0.7385% | 0.7019%
249 | 134454.7127 | 2291.8417 | 136746.5544 | 136431.0625 | 98.55% | -1976.3498 | 489.4013 | 0.17706 | 12.97% | 7.299% | -1.661% | -1.577% | 24017.8442 | 1000 | 135454.7127 | 133903.7082 | 133191.0356 | -1263.6772 | 99.47% | -712.6726 | 0.12452 | 14.02% | 8.297% | -0.6106% | -0.5795%
250 | 134186.9569 | 4611.7784 | 138798.7353 | 134444.6267 | 99.81% | -257.6697 | 308.9209 | 0.10773 | 14.41% | 8.668% | -0.2202% | -0.2087% | 15130.4005 | 5156.3845 | 139343.3415 | 135638.6327 | 135638.6327 | 1451.6758 | 100% | 0 | 0.1 | 14.63% | 8.876% | -0.0005144% | 0%
251 | 136116.4377 | 6921.1748 | 143037.6125 | 135631.816 | 100.4% | 484.6217 | 232.7816 | 0.087722 | 15.04% | 9.265% | 0.4091% | 0.389% | 11565.17 | 3719.5374 | 139835.9751 | 135031.5611 | 135816.3102 | -300.1275 | 100.6% | 784.7491 | 0.08003 | 15.3% | 9.509% | 0.6657% | 0.6327%
252 | 134022.7656 | 6697.0247 | 140719.7903 | 133247.6087 | 100.6% | 775.1569 | 211.838 | 0.08001 | 15.3% | 9.51% | 0.6664% | 0.6334% | 10362.7571 | 4286.9246 | 138309.6901 | 132855.4193 | 133826.6709 | -196.0947 | 100.7% | 971.2516 | 0.074879 | 15.47% | 9.672% | 0.8375% | 0.7959%
253 | 134742.3852 | 4526.1498 | 139268.5351 | 134668.4509 | 100.1% | 73.9343 | 261.0074 | 0.098113 | 14.7% | 8.936% | 0.06242% | 0.05977% | 12836.5967 | 5024.066 | 139766.4512 | 133781.4993 | 134298.9094 | -443.4758 | 100.4% | 517.4101 | 0.08671 | 15.08% | 9.297% | 0.4428% | 0.4211%
254 | 132330.7586 | 6583.4293 | 138914.188 | 131021.9403 | 101% | 1308.8184 | 177.3407 | 0.067613 | 15.78% | 9.964% | 1.145% | 1.088% | 8565.6845 | 1000 | 133330.7586 | 131235.4173 | 132544.2356 | 213.477 | 101% | 1308.8184 | 0.067656 | 15.78% | 9.962% | 1.143% | 1.086%
255 | 138459.5101 | 5835.2557 | 144294.7658 | 137654.7517 | 100.6% | 804.7583 | 211.5689 | 0.079911 | 15.3% | 9.513% | 0.6697% | 0.6365% | 10692.2093 | 1534.1745 | 139993.6845 | 136145.5075 | 137704.888 | -754.6221 | 101.1% | 1559.3804 | 0.063753 | 15.95% | 10.12% | 1.312% | 1.247%
256 | 125176.8462 | 5149.9268 | 130326.773 | 123571.1758 | 101.3% | 1605.6704 | 154.8143 | 0.059694 | 16.12% | 10.29% | 1.489% | 1.415% | 7073.3947 | 3112.6978 | 128289.544 | 124753.3194 | 126358.9898 | 1182.1436 | 101.3% | 1605.6704 | 0.060018 | 16.11% | 10.28% | 1.475% | 1.401%
257 | 133443.0862 | 4251.3857 | 137694.4719 | 133467.5727 | 99.98% | -24.4865 | 270.2273 | 0.10063 | 14.61% | 8.856% | -0.02155% | -0.01997% | 13161.8858 | 1000 | 134443.0862 | 134651.7228 | 134443.0862 | 1000 | 99.85% | -208.6366 | 0.10592 | 14.46% | 8.707% | -0.1781% | -0.1687%
258 | 140551.466 | 3908.084 | 144459.55 | 140590.3066 | 99.97% | -38.8406 | 272.3005 | 0.10095 | 14.6% | 8.846% | -0.03218% | -0.03008% | 13969.3655 | 3046.8908 | 143598.3568 | 136921.5347 | 138717.0801 | -1834.3859 | 101.3% | 1795.5454 | 0.059378 | 16.14% | 10.3% | 1.503% | 1.428%
259 | 137188.1916 | 4397.0574 | 141585.249 | 135469.1032 | 101.3% | 1719.0884 | 157.0976 | 0.060495 | 16.09% | 10.26% | 1.454% | 1.382% | 7866.4551 | 3107.1248 | 140295.3164 | 137350.7932 | 139069.8816 | 1881.69 | 101.3% | 1719.0884 | 0.060953 | 16.07% | 10.24% | 1.434% | 1.363%
260 | 132499.4568 | 6928.0762 | 139427.533 | 131687.6277 | 100.6% | 811.8291 | 208.5916 | 0.078816 | 15.34% | 9.547% | 0.7062% | 0.6712% | 10087.9721 | 5695.3693 | 138194.8261 | 131097.7631 | 132204.5245 | -294.9323 | 100.8% | 1106.7614 | 0.071691 | 15.6% | 9.795% | 0.9672% | 0.9192%
261 | 120674.5654 | 8946.6117 | 129621.1771 | 120530.7785 | 100.1% | 143.7869 | 254.997 | 0.095901 | 14.77% | 9.006% | 0.1362% | 0.1299% | 11231.654 | 6618.974 | 127293.5394 | 120867.0106 | 121010.7975 | 336.2321 | 100.1% | 143.7869 | 0.095912 | 14.77% | 9.006% | 0.1359% | 0.1295%
262 | 126199.0654 | 8582.3166 | 134781.382 | 124885.196 | 101.1% | 1313.8694 | 173.3637 | 0.066213 | 15.84% | 10.02% | 1.205% | 1.145% | 7985.5924 | 2480.1347 | 128679.2 | 128400.7435 | 128679.2 | 2480.1347 | 100.2% | 278.4566 | 0.092548 | 14.88% | 9.112% | 0.2481% | 0.2361%
263 | 134055.9083 | 4796.1991 | 138852.1073 | 133605.6702 | 100.3% | 450.2381 | 234.6734 | 0.08842 | 15.02% | 9.243% | 0.3858% | 0.3669% | 11482.6654 | 3870.03 | 137925.9383 | 134553.6901 | 135003.9282 | 948.0199 | 100.3% | 450.2381 | 0.088502 | 15.02% | 9.241% | 0.3831% | 0.3643%
264 | 138841.8088 | 3155.4957 | 141997.3044 | 140553.1739 | 98.78% | -1711.3651 | 489.4013 | 0.16197 | 13.24% | 7.551% | -1.396% | -1.326% | 24801.5177 | 1645.4173 | 140487.226 | 138795.9075 | 137963.1756 | -878.6332 | 99.4% | -832.7319 | 0.12786 | 13.95% | 8.223% | -0.6883% | -0.6532%
265 | 130445.6251 | 6849.0289 | 137294.654 | 129904.3439 | 100.4% | 541.2812 | 227.2377 | 0.085682 | 15.11% | 9.33% | 0.4771% | 0.4537% | 10819.3899 | 3359.7571 | 133805.3821 | 132023.7197 | 132565.0009 | 2119.3758 | 100.4% | 541.2812 | 0.085912 | 15.1% | 9.323% | 0.4695% | 0.4464%
266 | 122074.2578 | 6891.0827 | 128965.3405 | 121251.7884 | 100.7% | 822.4694 | 202.8175 | 0.076692 | 15.41% | 9.615% | 0.7771% | 0.7385% | 9036.9592 | 3169.0693 | 125243.3271 | 120710.2973 | 121803.5122 | -270.7455 | 100.9% | 1093.2149 | 0.070072 | 15.67% | 9.862% | 1.038% | 0.986%
267 | 129185.2144 | 6834.0288 | 136019.2432 | 128975.2084 | 100.2% | 210.0059 | 250.9303 | 0.094405 | 14.82% | 9.053% | 0.1861% | 0.1773% | 11832.0172 | 1841.6137 | 131026.828 | 127288.3307 | 128341.7755 | -843.4389 | 100.8% | 1053.4448 | 0.07213 | 15.58% | 9.777% | 0.9482% | 0.9011%
268 | 130257.1528 | 4834.8977 | 135092.0505 | 129054.1252 | 100.9% | 1203.0276 | 182.3444 | 0.069373 | 15.7% | 9.891% | 1.068% | 1.015% | 8669.3544 | 2604.549 | 132861.7017 | 129409.9285 | 130612.9561 | 355.8033 | 100.9% | 1203.0276 | 0.06944 | 15.7% | 9.888% | 1.065% | 1.012%
269 | 130276.7917 | 5092.759 | 135369.5507 | 129519.5932 | 100.6% | 757.1985 | 211.5689 | 0.079911 | 15.3% | 9.513% | 0.6697% | 0.6365% | 10060.3182 | 3110.0295 | 133386.8213 | 131155.9008 | 131913.0993 | 1636.3076 | 100.6% | 757.1985 | 0.080162 | 15.29% | 9.505% | 0.6613% | 0.6286%
270 | 121311.0758 | 6686.4372 | 127997.513 | 119000.6899 | 101.9% | 2310.3859 | 115.1923 | 0.045273 | 16.86% | 10.99% | 2.225% | 2.114% | 5100.548 | 1000 | 122311.0758 | 120049.8561 | 122311.0758 | 1000 | 101.9% | 2261.2197 | 0.046336 | 16.79% | 10.93% | 2.159% | 2.051%
271 | 138025.0914 | 4120.152 | 142145.2434 | 138441.2441 | 99.7% | -416.1527 | 333.2414 | 0.1131 | 14.29% | 8.549% | -0.3451% | -0.3273% | 16788.4227 | 2111.9805 | 140137.0719 | 140829.6858 | 140137.0719 | 2111.9805 | 99.51% | -692.614 | 0.12252 | 14.07% | 8.341% | -0.5643% | -0.5355%
272 | 124151.254 | 5897.3105 | 130048.5645 | 122335.2526 | 101.5% | 1816.0014 | 140.9396 | 0.054816 | 16.33% | 10.49% | 1.701% | 1.616% | 6386.7074 | 4673.5631 | 128824.8172 | 122028.6974 | 123997.9764 | -153.2776 | 101.6% | 1969.279 | 0.051406 | 16.48% | 10.63% | 1.849% | 1.757%
273 | 136426.4596 | 3475.8334 | 139902.2929 | 136983.1705 | 99.59% | -556.711 | 356.8742 | 0.11832 | 14.17% | 8.434% | -0.4664% | -0.4425% | 17770.7869 | 1000 | 137426.4596 | 140511.8921 | 137426.4596 | 1000 | 97.8% | -3085.4326 | 0.23317 | 12.12% | 6.485% | -2.518% | -2.391%
274 | 131023.1092 | 5071.8623 | 136094.9715 | 131421.8105 | 99.7% | -398.7012 | 333.8694 | 0.11324 | 14.29% | 8.546% | -0.3483% | -0.3303% | 15966.7804 | 2656.9677 | 133680.0769 | 131141.9677 | 130883.1878 | -139.9214 | 99.8% | -258.7798 | 0.10801 | 14.41% | 8.661% | -0.2267% | -0.2148%
275 | 131614.987 | 3782.0399 | 135397.0269 | 134259.7456 | 98.03% | -2644.7586 | 489.4013 | 0.21348 | 12.37% | 6.731% | -2.259% | -2.145% | 23510.5798 | 1690.6648 | 133305.6519 | 135367.1841 | 133305.6519 | 1690.6648 | 98.48% | -2061.5323 | 0.18191 | 12.89% | 7.218% | -1.746% | -1.658%
276 | 134210.6652 | 2965.9816 | 137176.6468 | 134891.9585 | 99.49% | -681.2933 | 378.8923 | 0.12318 | 14.05% | 8.326% | -0.5795% | -0.5499% | 18560.7567 | 1000 | 135210.6652 | 133827.8742 | 133678.6231 | -532.0422 | 99.89% | -149.2511 | 0.10385 | 14.5% | 8.755% | -0.1284% | -0.1214%
277 | 139178.9058 | 3999.3938 | 143178.2996 | 139135.9673 | 100% | 42.9385 | 263.2503 | 0.09894 | 14.67% | 8.91% | 0.03486% | 0.0336% | 13373.1928 | 1883.3117 | 141062.2175 | 139699.6469 | 139742.5854 | 563.6796 | 100% | 42.9385 | 0.098944 | 14.67% | 8.91% | 0.03472% | 0.03346%
278 | 135103.345 | 5427.3005 | 140530.6456 | 135217.7713 | 99.92% | -114.4262 | 285.0289 | 0.10292 | 14.54% | 8.784% | -0.09752% | -0.09214% | 14055.5516 | 4252.2813 | 139355.6263 | 135250.6672 | 135250.6672 | 147.3221 | 100% | 0 | 0.1 | 14.63% | 8.876% | -0.0005144% | 0%
279 | 128904.9376 | 8332.9424 | 137237.88 | 128189.7624 | 100.6% | 715.1751 | 214.0607 | 0.080829 | 15.27% | 9.484% | 0.639% | 0.6074% | 10071.6228 | 7497.4152 | 136402.3527 | 126722.2515 | 128171.1821 | -733.7555 | 101.1% | 1448.9306 | 0.063806 | 15.94% | 10.12% | 1.31% | 1.245%
280 | 124046.8837 | 5892.2292 | 129939.1128 | 123329.425 | 100.6% | 717.4587 | 211.838 | 0.08001 | 15.3% | 9.51% | 0.6664% | 0.6334% | 9591.4132 | 3432.4983 | 127479.382 | 116554.3338 | 120659.3381 | -3387.5456 | 103.5% | 4105.0043 | 0.022646 | 18.67% | 12.71% | 4.037% | 3.835%
281 | 135804.6731 | 3665.0221 | 139469.6952 | 136027.8146 | 99.84% | -223.1415 | 302.761 | 0.10637 | 14.44% | 8.698% | -0.1886% | -0.1786% | 15007.4707 | 1444.1214 | 137248.7945 | 130611.923 | 133096.7273 | -2707.9458 | 101.9% | 2484.8043 | 0.04599 | 16.81% | 10.95% | 2.18% | 2.071%
282 | 140051.9216 | 3090.1219 | 143142.0434 | 139414.0231 | 100.5% | 637.8985 | 223.4202 | 0.084277 | 15.16% | 9.374% | 0.524% | 0.4982% | 11421.0049 | 1207.8966 | 141259.8182 | 139994.5407 | 140632.4392 | 580.5176 | 100.5% | 637.8985 | 0.084343 | 15.16% | 9.372% | 0.5218% | 0.4961%
283 | 131441.4961 | 5094.6316 | 136536.1277 | 131014.7367 | 100.3% | 426.7594 | 235.7284 | 0.088807 | 15.01% | 9.231% | 0.3729% | 0.3546% | 11309.3407 | 3499.2394 | 134940.7355 | 133068.0583 | 133494.8177 | 2053.3216 | 100.3% | 426.7594 | 0.08898 | 15% | 9.225% | 0.3671% | 0.3492%
284 | 133449.1635 | 5172.4482 | 138621.6117 | 131753.1193 | 101.3% | 1696.0442 | 155.7255 | 0.060013 | 16.11% | 10.28% | 1.475% | 1.402% | 7585.227 | 1193.9556 | 134643.1191 | 129449.4486 | 132297.3282 | -1151.8353 | 102.2% | 2847.8795 | 0.040533 | 17.15% | 11.27% | 2.521% | 2.395%
285 | 132022.1267 | 3940.959 | 135963.0857 | 132471.1473 | 99.66% | -449.0206 | 341.8134 | 0.11499 | 14.24% | 8.507% | -0.3891% | -0.369% | 16471.3314 | 1000 | 133022.1267 | 134180.6808 | 133022.1267 | 1000 | 99.14% | -1158.5541 | 0.14084 | 13.64% | 7.936% | -0.9903% | -0.9401%
286 | 128144.131 | 6500.0646 | 134644.1956 | 126115.6318 | 101.6% | 2028.4992 | 131.6477 | 0.051547 | 16.48% | 10.63% | 1.843% | 1.751% | 6157.5062 | 5044.9249 | 133189.0558 | 128345.2988 | 130373.798 | 2229.667 | 101.6% | 2028.4992 | 0.052284 | 16.44% | 10.6% | 1.811% | 1.721%
287 | 135675.1429 | 2732.283 | 138407.4259 | 136675.8235 | 99.27% | -1000.6806 | 429.5967 | 0.13437 | 13.79% | 8.079% | -0.8398% | -0.7971% | 21274.2403 | 2089.8753 | 137765.0182 | 134281.7941 | 134478.1282 | -1197.0147 | 100.1% | 196.3341 | 0.094976 | 14.8% | 9.035% | 0.1671% | 0.1592%
288 | 133357.1518 | 6061.6887 | 139418.8406 | 133703.3586 | 99.74% | -346.2068 | 323.9418 | 0.11105 | 14.34% | 8.594% | -0.2973% | -0.2819% | 15767.9842 | 3111.5595 | 136468.7113 | 132174.8521 | 132592.8986 | -764.2533 | 100.3% | 418.0465 | 0.089132 | 15% | 9.221% | 0.362% | 0.3444%
289 | 133968.0206 | 3849.6558 | 137817.6764 | 137130.5249 | 97.69% | -3162.5042 | 489.4013 | 0.24278 | 11.99% | 6.365% | -2.644% | -2.511% | 23930.9057 | 2673.2953 | 136641.3159 | 137139.4574 | 136641.3159 | 2673.2953 | 99.64% | -498.1415 | 0.11619 | 14.22% | 8.481% | -0.4169% | -0.3955%
290 | 128743.8222 | 3576.2173 | 132320.0395 | 129167.3015 | 99.67% | -423.4793 | 339.3315 | 0.11444 | 14.26% | 8.519% | -0.3763% | -0.357% | 15945.6961 | 3089.0093 | 131832.8316 | 131086.7506 | 131086.7506 | 2342.9284 | 100% | 0 | 0.1 | 14.63% | 8.876% | -0.0005144% | 0%
291 | 139195.7977 | 3999.8792 | 143195.6769 | 139337.4672 | 99.9% | -141.6695 | 288.8265 | 0.10351 | 14.52% | 8.765% | -0.1171% | -0.1107% | 14674.2545 | 1864.4379 | 141060.2356 | 142646.2 | 141060.2356 | 1864.4379 | 98.89% | -1585.9644 | 0.15506 | 13.36% | 7.666% | -1.275% | -1.211%
292 | 135180.4015 | 4661.3932 | 139841.7946 | 135402.7337 | 99.84% | -222.3323 | 302.7909 | 0.10638 | 14.44% | 8.697% | -0.1887% | -0.1788% | 14939.9592 | 4651.5602 | 139831.9617 | 136783.4172 | 136783.4172 | 1603.0157 | 100% | 0 | 0.1 | 14.63% | 8.876% | -0.0005144% | 0%
293 | 138886.3772 | 3105.0902 | 141991.4674 | 139375.9339 | 99.65% | -489.5567 | 344.5545 | 0.1156 | 14.23% | 8.494% | -0.4032% | -0.3824% | 17466.6817 | 1000 | 139886.3772 | 143275.9296 | 139886.3772 | 1000 | 97.63% | -3389.5525 | 0.24796 | 11.92% | 6.3% | -2.712% | -2.576%
294 | 135810.6121 | 2012.4114 | 137823.0235 | 136546.3323 | 99.46% | -735.7202 | 386.4277 | 0.12484 | 14.02% | 8.29% | -0.6182% | -0.5866% | 19155.558 | 2124.7083 | 137935.3204 | 137898.0248 | 137898.0248 | 2087.4127 | 100% | 0 | 0.1 | 14.63% | 8.876% | -0.0005144% | 0%
295 | 127766.2731 | 4535.7542 | 132302.0273 | 127696.1667 | 100.1% | 70.1064 | 261.0074 | 0.098113 | 14.7% | 8.936% | 0.06242% | 0.05977% | 12171.9986 | 1546.9496 | 129313.2228 | 127765.2181 | 127835.3246 | 69.0515 | 100.1% | 70.1064 | 0.098115 | 14.7% | 8.936% | 0.06239% | 0.05974%
296 | 134810.1862 | 807.2466 | 135617.4328 | 134736.5211 | 100.1% | 73.6651 | 261.0277 | 0.098121 | 14.7% | 8.936% | 0.06216% | 0.05953% | 12844.0569 | 2858.8885 | 137669.0747 | 135012.8772 | 135086.5422 | 276.3561 | 100.1% | 73.6651 | 0.098125 | 14.7% | 8.936% | 0.06203% | 0.0594%
297 | 141485.9977 | 353.691 | 141839.6887 | 142905.867 | 99.01% | -1419.8693 | 487.966 | 0.14733 | 13.49% | 7.794% | -1.139% | -1.082% | 25199.7302 | 1197.8281 | 142683.8258 | 142266.4674 | 141166.2979 | -319.6998 | 99.23% | -1100.1695 | 0.1364 | 13.75% | 8.034% | -0.887% | -0.842%
298 | 128527.4415 | 6024.7238 | 134552.1653 | 126374.144 | 101.7% | 2153.2976 | 126.5274 | 0.04963 | 16.59% | 10.73% | 1.953% | 1.855% | 5935.7181 | 1000 | 129527.4415 | 127114.8125 | 129268.1101 | 740.6686 | 101.7% | 2153.2976 | 0.049812 | 16.57% | 10.72% | 1.941% | 1.844%
299 | 138974.1462 | 4955.2427 | 143929.3889 | 138999.6477 | 99.98% | -25.5015 | 270.2273 | 0.10063 | 14.61% | 8.856% | -0.02155% | -0.01997% | 13707.4305 | 2221.6532 | 141195.7994 | 136340.9169 | 137644.7808 | -1329.3654 | 101% | 1303.8639 | 0.068737 | 15.73% | 9.917% | 1.096% | 1.041%
300 | 131449.6973 | 5625.2871 | 137074.9844 | 129994.1868 | 101.1% | 1455.5104 | 168.2903 | 0.064431 | 15.92% | 10.1% | 1.283% | 1.219% | 8074.4219 | 4343.5772 | 135793.2745 | 135000.4377 | 135793.2745 | 4343.5772 | 100.6% | 792.8368 | 0.07982 | 15.31% | 9.516% | 0.6727% | 0.6394%
301 | 132973.6754 | 4261.9768 | 137235.6522 | 132088.9885 | 100.7% | 884.6869 | 203.6183 | 0.076985 | 15.4% | 9.605% | 0.7673% | 0.7292% | 9882.6948 | 1647.8074 | 134621.4828 | 133711.3503 | 134596.0373 | 1622.3619 | 100.7% | 884.6869 | 0.077265 | 15.39% | 9.597% | 0.7579% | 0.7204%
302 | 126557.7339 | 7201.2017 | 133758.9356 | 125730.8824 | 100.7% | 826.8515 | 204.7512 | 0.077402 | 15.39% | 9.592% | 0.7534% | 0.716% | 9458.1875 | 4270.9148 | 130828.6486 | 127492.4635 | 128319.315 | 1761.5811 | 100.6% | 826.8515 | 0.077714 | 15.38% | 9.582% | 0.7429% | 0.7061%
303 | 131812.9835 | 4571.5486 | 136384.5321 | 132724.9583 | 99.31% | -911.9748 | 419.5395 | 0.13215 | 13.85% | 8.128% | -0.7882% | -0.7481% | 20184.7761 | 4481.8778 | 136294.8613 | 131228.0034 | 131064.5061 | -748.4775 | 99.88% | -163.4973 | 0.10443 | 14.49% | 8.741% | -0.1433% | -0.1356%
304 | 133875.5264 | 3444.3748 | 137319.9012 | 134478.039 | 99.55% | -602.5126 | 366.1639 | 0.12037 | 14.12% | 8.388% | -0.5141% | -0.4878% | 17892.4396 | 1874.1796 | 135749.706 | 133923.4968 | 133598.2552 | -277.2711 | 99.76% | -325.2415 | 0.11026 | 14.35% | 8.612% | -0.2789% | -0.2644%
305 | 127081.6763 | 10326.7512 | 137408.4276 | 125323.8883 | 101.4% | 1757.788 | 147.0795 | 0.056973 | 16.24% | 10.4% | 1.607% | 1.527% | 6822.2571 | 5257.6914 | 132339.3677 | 125877.4686 | 127635.2566 | 553.5803 | 101.4% | 1757.788 | 0.057136 | 16.23% | 10.4% | 1.6% | 1.52%
306 | 139237.4816 | 3164.4882 | 142401.9698 | 143646.6895 | 96.93% | -4409.2079 | 489.4013 | 0.3185 | 11.11% | 5.534% | -3.519% | -3.342% | 24872.1973 | 2761.2873 | 141998.7689 | 144370.5621 | 141998.7689 | 2761.2873 | 98.36% | -2371.7932 | 0.18975 | 12.75% | 7.088% | -1.884% | -1.789%
307 | 135167.4828 | 1612.2397 | 136779.7224 | 136368.3676 | 99.12% | -1200.8848 | 462.7484 | 0.14169 | 13.62% | 7.917% | -1.01% | -0.9588% | 22830.2147 | 1000 | 136167.4828 | 131295.1456 | 132630.8718 | -2536.611 | 101% | 1335.7262 | 0.067128 | 15.8% | 9.984% | 1.166% | 1.108%
308 | 129830.7714 | 2828.0122 | 132658.7836 | 130258.6957 | 99.67% | -427.9242 | 339.481 | 0.11448 | 14.26% | 8.519% | -0.3771% | -0.3577% | 16087.4064 | 1000 | 130830.7714 | 133265.0106 | 130830.7714 | 1000 | 98.17% | -2434.2392 | 0.20175 | 12.54% | 6.887% | -2.094% | -1.989%
309 | 137229.4757 | 6596.6605 | 143826.1362 | 137067.6987 | 100.1% | 161.7771 | 255.1166 | 0.095944 | 14.77% | 9.005% | 0.1348% | 0.1285% | 12778.4754 | 1000 | 138229.4757 | 136992.7689 | 137192.0109 | -37.4649 | 100.1% | 199.2419 | 0.095002 | 14.8% | 9.035% | 0.1662% | 0.1583%
310 | 138924.3454 | 6979.5129 | 145903.8583 | 137427.7989 | 101.1% | 1496.5465 | 170.5927 | 0.06524 | 15.88% | 10.06% | 1.248% | 1.186% | 8650.3119 | 2173.5903 | 141097.9357 | 137622.2273 | 139118.7738 | 194.4285 | 101.1% | 1496.5465 | 0.065281 | 15.88% | 10.06% | 1.246% | 1.184%
311 | 138392.2863 | 4709.6516 | 143101.9379 | 138215.8874 | 100.1% | 176.3989 | 254.2196 | 0.095615 | 14.78% | 9.015% | 0.1458% | 0.139% | 12841.4396 | 5746.8729 | 144139.1592 | 138294.5303 | 138470.9292 | 78.6429 | 100.1% | 176.3989 | 0.095617 | 14.78% | 9.015% | 0.1457% | 0.1389%
312 | 130489.6197 | 5057.7372 | 135547.3569 | 129456.4488 | 100.8% | 1033.1709 | 192.4027 | 0.072908 | 15.55% | 9.745% | 0.9144% | 0.8689% | 9163.8919 | 1867.1479 | 132356.7676 | 125096.8551 | 128309.8229 | -2179.7968 | 102.6% | 3212.9678 | 0.03416 | 17.58% | 11.67% | 2.944% | 2.796%
313 | 130422.5645 | 4903.1039 | 135325.6685 | 129955.5165 | 100.4% | 467.048 | 232.5871 | 0.087651 | 15.04% | 9.267% | 0.4115% | 0.3913% | 11072.1295 | 2036.8604 | 132459.425 | 130823.3129 | 131290.3609 | 867.7964 | 100.4% | 467.048 | 0.087732 | 15.04% | 9.265% | 0.4087% | 0.3887%
314 | 124549.1825 | 5376.2237 | 129925.4062 | 122933.6103 | 101.3% | 1615.5722 | 153.7093 | 0.059304 | 16.14% | 10.31% | 1.506% | 1.431% | 6987.6939 | 2882.7788 | 127431.9613 | 123448.8549 | 125064.4272 | 515.2446 | 101.3% | 1615.5722 | 0.059448 | 16.13% | 10.3% | 1.5% | 1.425%
315 | 136297.2951 | 3472.5425 | 139769.8376 | 136522.8938 | 99.83% | -225.5987 | 303.0301 | 0.10643 | 14.44% | 8.696% | -0.1899% | -0.1799% | 15075.2976 | 1070.3732 | 137367.6683 | 135873.0103 | 135972.3533 | -324.9418 | 100.1% | 99.343 | 0.097488 | 14.72% | 8.956% | 0.0833% | 0.0796%
316 | 130701.8575 | 7407.2837 | 138109.1411 | 129847.9308 | 100.7% | 853.9267 | 204.7512 | 0.077402 | 15.39% | 9.592% | 0.7534% | 0.716% | 9767.8951 | 5372.8314 | 136074.6889 | 129460.6061 | 130508.1951 | -193.6623 | 100.8% | 1047.589 | 0.072615 | 15.56% | 9.757% | 0.9271% | 0.881%
317 | 137846.7401 | 3961.1132 | 141807.8534 | 141288.7335 | 97.56% | -3441.9933 | 489.4013 | 0.25409 | 11.84% | 6.224% | -2.793% | -2.652% | 24623.7671 | 1000 | 138846.7401 | 144098.2847 | 138846.7401 | 1000 | 96.36% | -5251.5445 | 0.38575 | 10.46% | 4.908% | -4.178% | -3.968%
318 | 128983.4497 | 5735.3756 | 134718.8253 | 128625.7545 | 100.3% | 357.6953 | 240.1754 | 0.090444 | 14.95% | 9.179% | 0.3183% | 0.3028% | 11307.2097 | 6456.9105 | 135440.3602 | 128714.3294 | 129072.0247 | 88.5749 | 100.3% | 357.6953 | 0.090451 | 14.95% | 9.179% | 0.318% | 0.3026%
319 | 142886.0699 | 4105.9216 | 146991.9915 | 143025.6588 | 99.9% | -139.5889 | 287.9195 | 0.10337 | 14.52% | 8.77% | -0.1124% | -0.1063% | 15015.9841 | 3564.9639 | 146451.0339 | 147021.497 | 146451.0339 | 3564.9639 | 99.61% | -570.4631 | 0.11741 | 14.19% | 8.454% | -0.4453% | -0.4225%
320 | 128292.0317 | 8721.2444 | 137013.2761 | 128124.1121 | 100.1% | 167.9196 | 253.9006 | 0.095496 | 14.78% | 9.019% | 0.1497% | 0.1427% | 11889.2999 | 8077.9357 | 136369.9674 | 127631.0352 | 128045.4932 | -246.5385 | 100.3% | 414.458 | 0.088842 | 15.01% | 9.23% | 0.3717% | 0.3536%
321 | 138386.6194 | 4981.0045 | 143367.624 | 138202.9284 | 100.1% | 183.691 | 253.7212 | 0.095433 | 14.79% | 9.021% | 0.1518% | 0.1447% | 12815.7405 | 4162.412 | 142549.0315 | 133902.5507 | 136236.4306 | -2150.1888 | 101.7% | 2333.8799 | 0.048914 | 16.63% | 10.77% | 1.997% | 1.898%
322 | 139632.4202 | 5129.7363 | 144762.1565 | 139143.1964 | 100.4% | 489.2238 | 233.3178 | 0.087918 | 15.04% | 9.259% | 0.4025% | 0.3828% | 11891.2382 | 1000 | 140632.4202 | 132212.3945 | 136167.0193 | -3465.4009 | 103% | 3954.6247 | 0.028831 | 18.06% | 12.13% | 3.428% | 3.257%
323 | 126740.5549 | 6932.1236 | 133672.6785 | 126534.5231 | 100.2% | 206.0318 | 250.9303 | 0.094405 | 14.82% | 9.053% | 0.1861% | 0.1773% | 11608.1119 | 2708.4946 | 129449.0495 | 123179.9586 | 125063.2727 | -1677.2823 | 101.5% | 1883.3141 | 0.053643 | 16.39% | 10.54% | 1.752% | 1.665%
324 | 133163.1654 | 3207.663 | 136370.8285 | 132556.6433 | 100.5% | 606.5221 | 223.4202 | 0.084277 | 15.16% | 9.374% | 0.524% | 0.4982% | 10859.2381 | 1947.4365 | 135110.6019 | 132505.433 | 133137.5603 | -25.6051 | 100.5% | 632.1272 | 0.083607 | 15.18% | 9.396% | 0.5464% | 0.5194%
325 | 136963.3581 | 2657.6155 | 139620.9736 | 137355.3439 | 99.71% | -391.9858 | 329.8525 | 0.11235 | 14.31% | 8.565% | -0.3277% | -0.3107% | 16489.8626 | 1000 | 137963.3581 | 140733.0426 | 137963.3581 | 1000 | 98.03% | -2769.6844 | 0.21332 | 12.38% | 6.733% | -2.257% | -2.143%
326 | 132419.3178 | 2202.3106 | 134621.6284 | 132734.4727 | 99.76% | -315.1549 | 319.1375 | 0.10999 | 14.36% | 8.618% | -0.2727% | -0.2585% | 15424.8891 | 1133.8858 | 133553.2036 | 129661.0055 | 130882.5842 | -1536.7336 | 100.9% | 1221.5787 | 0.069111 | 15.71% | 9.902% | 1.079% | 1.026%
327 | 128755.9479 | 4772.4472 | 133528.3952 | 128779.5744 | 99.98% | -23.6265 | 270.2273 | 0.10063 | 14.61% | 8.856% | -0.02155% | -0.01997% | 12699.5795 | 1969.8833 | 130725.8313 | 126925.7962 | 127829.0589 | -926.8891 | 100.7% | 903.2626 | 0.075546 | 15.45% | 9.651% | 0.8153% | 0.7748%
328 | 132757.8085 | 3780.2881 | 136538.0967 | 132113.2521 | 100.5% | 644.5564 | 220.5994 | 0.083235 | 15.19% | 9.407% | 0.5588% | 0.5312% | 10689.4962 | 1000 | 133757.8085 | 130066.2176 | 131734.2912 | -1023.5173 | 101.3% | 1668.0737 | 0.060139 | 16.1% | 10.27% | 1.47% | 1.396%
329 | 134765.7318 | 4319.4145 | 139085.1463 | 134757.0048 | 100% | 8.7271 | 265.5262 | 0.099777 | 14.64% | 8.883% | 0.006909% | 0.007051% | 13061.0991 | 3257.8691 | 138023.6009 | 135624.7312 | 135633.4582 | 867.7264 | 100% | 8.7271 | 0.099779 | 14.64% | 8.883% | 0.006862% | 0.007006%
330 | 136637.7267 | 4379.4143 | 141017.141 | 141433.7164 | 96.61% | -4795.9897 | 489.4013 | 0.35535 | 10.75% | 5.184% | -3.888% | -3.692% | 24407.7992 | 3526.7133 | 140164.44 | 141714.6206 | 140164.44 | 3526.7133 | 98.91% | -1550.1806 | 0.15389 | 13.38% | 7.685% | -1.254% | -1.191%
331 | 135391.1671 | 5898.0649 | 141289.2319 | 135853.6773 | 99.66% | -462.5102 | 342.1424 | 0.11507 | 14.24% | 8.506% | -0.3908% | -0.3707% | 16907.9141 | 2734.1503 | 138125.3173 | 133831.0335 | 134379.8452 | -1011.3219 | 100.4% | 548.8117 | 0.085909 | 15.1% | 9.323% | 0.4696% | 0.4465%
332 | 131571.6133 | 4117.5541 | 135689.1674 | 131676.4648 | 99.92% | -104.8515 | 283.9126 | 0.10275 | 14.54% | 8.789% | -0.09179% | -0.0867% | 13634.5145 | 3475.0622 | 135046.6754 | 132712.0132 | 132712.0132 | 1140.4 | 100% | 0 | 0.1 | 14.63% | 8.876% | -0.0005144% | 0%
333 | 134946.2547 | 5475.5683 | 140421.823 | 134493.0263 | 100.3% | 453.2284 | 234.6734 | 0.08842 | 15.02% | 9.243% | 0.3858% | 0.3669% | 11558.9288 | 2661.2059 | 137607.4607 | 133904.9792 | 134652.2312 | -294.0235 | 100.6% | 747.252 | 0.080824 | 15.27% | 9.484% | 0.6392% | 0.6076%
334 | 131380.1349 | 4329.4534 | 135709.5883 | 131632.4149 | 99.81% | -252.28 | 308.9209 | 0.10773 | 14.41% | 8.668% | -0.2202% | -0.2087% | 14813.9141 | 1000 | 132380.1349 | 129860.1547 | 130494.0048 | -886.1301 | 100.5% | 633.8501 | 0.083228 | 15.19% | 9.408% | 0.559% | 0.5314%
335 | 133785.0258 | 2130.1456 | 135915.1714 | 134973.6282 | 99.12% | -1188.6025 | 462.7484 | 0.14169 | 13.62% | 7.917% | -1.01% | -0.9588% | 22596.7133 | 1000 | 134785.0258 | 136819.9568 | 134785.0258 | 1000 | 98.51% | -2034.9311 | 0.17959 | 12.93% | 7.257% | -1.705% | -1.619%
336 | 130397.186 | 5500.7713 | 135897.9572 | 129776.0468 | 100.5% | 621.1392 | 221.4566 | 0.083553 | 15.18% | 9.397% | 0.5481% | 0.5211% | 10540.2202 | 1813.4398 | 132210.6257 | 132036.752 | 132210.6257 | 1813.4398 | 100.1% | 173.8737 | 0.095475 | 14.78% | 9.02% | 0.1504% | 0.1434%
337 | 130126.2895 | 7568.6674 | 137694.957 | 129846.9452 | 100.2% | 279.3444 | 246.0562 | 0.092608 | 14.88% | 9.11% | 0.2461% | 0.2342% | 11686.7102 | 6003.4563 | 136129.7459 | 128173.8912 | 129289.7625 | -836.527 | 100.9% | 1115.8714 | 0.070996 | 15.63% | 9.824% | 0.9975% | 0.9479%
338 | 131918.1236 | 6199.8087 | 138117.9322 | 130613.3864 | 101% | 1304.7372 | 177.3407 | 0.067613 | 15.78% | 9.964% | 1.145% | 1.088% | 8538.9749 | 6127.8691 | 138045.9927 | 129967.8772 | 131595.369 | -322.7546 | 101.3% | 1627.4918 | 0.060937 | 16.07% | 10.24% | 1.435% | 1.363%
339 | 133323.4265 | 1832.2401 | 135155.6666 | 133896.7094 | 99.57% | -573.2829 | 361.7284 | 0.11939 | 14.14% | 8.41% | -0.4913% | -0.4662% | 17602.8061 | 2760.0276 | 136083.4541 | 134812.5745 | 134812.5745 | 1489.148 | 100% | 0 | 0.1 | 14.63% | 8.876% | -0.0005144% | 0%
340 | 126184.3334 | 10780.6586 | 136964.992 | 121783.5719 | 103.6% | 4400.7615 | 53.7644 | 0.021806 | 18.78% | 12.81% | 4.142% | 3.934% | 2476.2408 | 3335.4035 | 129519.7369 | 123155.1558 | 127555.9173 | 1371.5839 | 103.6% | 4400.7615 | 0.022175 | 18.73% | 12.77% | 4.096% | 3.891%
341 | 137955.4447 | 4130.8222 | 142086.2669 | 137980.7592 | 99.98% | -25.3145 | 270.2273 | 0.10063 | 14.61% | 8.856% | -0.02155% | -0.01997% | 13606.953 | 2925.5487 | 140880.9934 | 137583.4739 | 137756.802 | -198.6426 | 100.1% | 173.3281 | 0.095671 | 14.78% | 9.013% | 0.1439% | 0.1372%
342 | 132894.8801 | 3974.7645 | 136869.6446 | 132249.6582 | 100.5% | 645.2219 | 220.5994 | 0.083235 | 15.19% | 9.407% | 0.5588% | 0.5312% | 10700.5331 | 1128.5628 | 134023.4429 | 129371.5111 | 131455.8065 | -1439.0736 | 101.6% | 2084.2955 | 0.051477 | 16.48% | 10.63% | 1.846% | 1.754%
343 | 132255.1674 | 4238.9477 | 136494.115 | 131311.9276 | 100.7% | 943.2397 | 199.0865 | 0.075317 | 15.46% | 9.658% | 0.8229% | 0.7821% | 9610.5319 | 1071.2322 | 133326.3995 | 133180.2496 | 133326.3995 | 1071.2322 | 100.1% | 146.1499 | 0.096229 | 14.76% | 8.996% | 0.1253% | 0.1195%
344 | 133119.0298 | 4266.6356 | 137385.6654 | 136885.7169 | 97.25% | -3766.6871 | 489.4013 | 0.28208 | 11.48% | 5.88% | -3.155% | -2.996% | 23779.2492 | 2127.5141 | 135246.544 | 138897.6742 | 135246.544 | 2127.5141 | 97.37% | -3651.1302 | 0.27086 | 11.62% | 6.014% | -3.014% | -2.862%
345 | 131693.8224 | 4567.4158 | 136261.2382 | 132379.2763 | 99.48% | -685.454 | 381.743 | 0.12381 | 14.04% | 8.312% | -0.5941% | -0.5638% | 18349.7157 | 3471.6036 | 135165.426 | 131967.2988 | 131487.8336 | -205.9888 | 99.64% | -479.4652 | 0.11619 | 14.22% | 8.481% | -0.417% | -0.3956%
346 | 130317.4584 | 8348.4566 | 138665.915 | 128960.712 | 101.1% | 1356.7463 | 173.3637 | 0.066213 | 15.84% | 10.02% | 1.205% | 1.145% | 8246.195 | 6635.4755 | 136952.9338 | 130201.7049 | 131558.4512 | 1240.9928 | 101% | 1356.7463 | 0.066477 | 15.83% | 10.01% | 1.194% | 1.135%
347 | 129490.6405 | 5910.3372 | 135400.9777 | 128861.8603 | 100.5% | 628.7802 | 220.5894 | 0.083233 | 15.19% | 9.407% | 0.5588% | 0.5313% | 10425.9568 | 2360.4832 | 131851.1237 | 128470.8352 | 129295.1279 | -195.5125 | 100.6% | 824.2927 | 0.077953 | 15.37% | 9.575% | 0.735% | 0.6986%
348 | 133465.203 | 7766.3618 | 141231.5647 | 133441.0099 | 100% | 24.1931 | 264.4362 | 0.099377 | 14.65% | 8.896% | 0.02027% | 0.01974% | 12881.9558 | 2470.1189 | 135935.3219 | 135837.1464 | 135861.3395 | 2396.1365 | 100% | 24.1931 | 0.099388 | 14.65% | 8.896% | 0.0199% | 0.01939%
349 | 131035.8885 | 6747.4384 | 137783.3269 | 130492.1581 | 100.4% | 543.7305 | 227.2377 | 0.085682 | 15.11% | 9.33% | 0.4771% | 0.4537% | 10868.3473 | 2009.0687 | 133044.9572 | 126284.8289 | 128932.224 | -2103.6646 | 102.1% | 2647.395 | 0.042433 | 17.04% | 11.16% | 2.403% | 2.282%
350 | 128156.5349 | 8515.7043 | 136672.2392 | 127013.4537 | 100.9% | 1143.0812 | 184.7664 | 0.070222 | 15.66% | 9.856% | 1.031% | 0.9799% | 8642.8447 | 6448.2893 | 134604.8242 | 125717.2837 | 127508.4499 | -648.085 | 101.4% | 1791.1662 | 0.056389 | 16.27% | 10.43% | 1.633% | 1.551%
351 | 128670.2376 | 6095.052 | 134765.2896 | 128518.5509 | 100.1% | 151.6867 | 255.1166 | 0.095944 | 14.77% | 9.005% | 0.1348% | 0.1285% | 11981.4599 | 3431.5365 | 132101.7741 | 132629.4278 | 132101.7741 | 3431.5365 | 99.6% | -527.6538 | 0.11789 | 14.18% | 8.443% | -0.4566% | -0.4332%
352 | 132795.6423 | 4073.486 | 136869.1282 | 131761.3591 | 100.8% | 1034.2832 | 193.3861 | 0.073253 | 15.53% | 9.731% | 0.8993% | 0.8546% | 9373.5029 | 1000 | 133795.6423 | 129002.1151 | 131416.0203 | -1379.622 | 101.9% | 2413.9052 | 0.046562 | 16.78% | 10.91% | 2.145% | 2.037%
353 | 133580.797 | 5295.1223 | 138875.9193 | 132804.3949 | 100.6% | 776.4021 | 211.5689 | 0.079911 | 15.3% | 9.513% | 0.6697% | 0.6365% | 10315.4622 | 1220.7383 | 134801.5354 | 130219.4829 | 132288.3411 | -1292.456 | 101.6% | 2068.8581 | 0.052066 | 16.45% | 10.61% | 1.821% | 1.73%
354 | 135231.8227 | 6338.9917 | 141570.8144 | 133433.6357 | 101.3% | 1798.187 | 151.2019 | 0.058422 | 16.18% | 10.34% | 1.544% | 1.467% | 7463.2685 | 1623.4861 | 136855.3088 | 132215.2582 | 134622.634 | -609.1887 | 101.8% | 2407.3757 | 0.047487 | 16.72% | 10.86% | 2.087% | 1.982%
355 | 141697.699 | 3933.8383 | 145631.5373 | 142189.0943 | 99.65% | -491.3954 | 343.2886 | 0.11532 | 14.24% | 8.5% | -0.3967% | -0.3763% | 17754.7701 | 1000 | 142697.699 | 144842.9398 | 142697.699 | 1000 | 98.52% | -2145.2408 | 0.17918 | 12.94% | 7.264% | -1.698% | -1.613%
356 | 132952.9339 | 4855.0047 | 137807.9386 | 131480.7784 | 101.1% | 1472.1554 | 168.2903 | 0.064431 | 15.92% | 10.1% | 1.283% | 1.219% | 8166.7596 | 1396.4964 | 134349.4302 | 129299.6186 | 131862.354 | -1090.5799 | 102% | 2562.7353 | 0.04453 | 16.9% | 11.03% | 2.272% | 2.158%
357 | 131151.5154 | 5076.8329 | 136228.3483 | 129235.4047 | 101.5% | 1916.1107 | 141.0787 | 0.054863 | 16.33% | 10.49% | 1.699% | 1.614% | 6753.4805 | 1000 | 132151.5154 | 131980.5685 | 132151.5154 | 1000 | 100.1% | 170.9469 | 0.095549 | 14.78% | 9.017% | 0.148% | 0.141%
358 | 128873.7131 | 4513.6918 | 133387.4049 | 129767.9171 | 99.31% | -894.2041 | 419.9781 | 0.13225 | 13.84% | 8.126% | -0.7904% | -0.7502% | 19755.3097 | 1000 | 129873.7131 | 132240.4771 | 129873.7131 | 1000 | 98.21% | -2366.7641 | 0.19934 | 12.58% | 6.928% | -2.052% | -1.949%
359 | 136254.8849 | 3915.3703 | 140170.2552 | 141286.7995 | 96.44% | -5031.9146 | 489.4013 | 0.37489 | 10.55% | 4.999% | -4.083% | -3.878% | 24339.4116 | 2138.1138 | 138392.9987 | 143481.1673 | 138392.9987 | 2138.1138 | 96.45% | -5088.1685 | 0.37314 | 10.57% | 5.015% | -4.066% | -3.861%
360 | 134363.354 | 3732.3154 | 138095.6694 | 134742.8996 | 99.72% | -379.5456 | 329.0252 | 0.11217 | 14.31% | 8.57% | -0.3234% | -0.3067% | 16136.2593 | 1000 | 135363.354 | 132219.7015 | 133101.7549 | -1261.599 | 100.7% | 882.0534 | 0.077077 | 15.4% | 9.603% | 0.7642% | 0.7263%
361 | 132773.7662 | 7567.9405 | 140341.7067 | 131713.2499 | 100.8% | 1060.5162 | 191.8732 | 0.072721 | 15.56% | 9.753% | 0.9225% | 0.8766% | 9298.6416 | 2516.958 | 135290.7242 | 136356.2568 | 135290.7242 | 2516.958 | 99.22% | -1065.5326 | 0.1368 | 13.74% | 8.025% | -0.8963% | -0.8508%
362 | 135982.8686 | 3090.5197 | 139073.3884 | 140089.3968 | 97.07% | -4106.5281 | 489.4013 | 0.30267 | 11.27% | 5.685% | -3.361% | -3.192% | 24290.821 | 1000 | 136982.8686 | 144209.6755 | 136982.8686 | 1000 | 94.99% | -7226.8069 | 0.61234 | 8.888% | 3.42% | -5.745% | -5.456%
363 | 137799.589 | 3806.6185 | 141606.2075 | 138069.7479 | 99.8% | -270.1589 | 309.8179 | 0.10793 | 14.41% | 8.663% | -0.2248% | -0.213% | 15582.8666 | 3256.1249 | 141055.7139 | 137957.2697 | 137743.3499 | -56.2391 | 99.84% | -213.9198 | 0.10593 | 14.46% | 8.707% | -0.1783% | -0.1688%
364 | 131373.3158 | 4428.314 | 135801.6299 | 130939.898 | 100.3% | 433.4178 | 235.2364 | 0.088626 | 15.01% | 9.237% | 0.3789% | 0.3604% | 11279.8825 | 5527.2563 | 136900.5722 | 130236.9759 | 131021.8548 | -351.461 | 100.6% | 784.8789 | 0.079291 | 15.32% | 9.532% | 0.6903% | 0.6561%
365 | 133729.1928 | 2923.0425 | 136652.2353 | 134022.4903 | 99.78% | -293.2975 | 314.991 | 0.10907 | 14.38% | 8.638% | -0.2514% | -0.2383% | 15375.0768 | 2997.6222 | 136726.815 | 134655.778 | 134655.778 | 926.5852 | 100% | 0 | 0.1 | 14.63% | 8.876% | -0.0005144% | 0%
366 | 136980.8173 | 6489.3445 | 143470.1618 | 135626.0075 | 101% | 1354.8098 | 177.3407 | 0.067613 | 15.78% | 9.964% | 1.145% | 1.088% | 8866.6798 | 2975.0956 | 139955.9129 | 136317.3258 | 137672.1356 | 691.3184 | 101% | 1354.8098 | 0.067747 | 15.77% | 9.958% | 1.139% | 1.082%
367 | 129023.7568 | 5425.1872 | 134448.944 | 128273.8412 | 100.6% | 749.9156 | 211.5689 | 0.079911 | 15.3% | 9.513% | 0.6697% | 0.6365% | 9963.5555 | 5602.4329 | 134626.1897 | 128212.8212 | 128993.2468 | -30.51 | 100.6% | 780.4256 | 0.079084 | 15.33% | 9.539% | 0.6973% | 0.6627%
368 | 132740.8545 | 6222.2276 | 138963.0821 | 131001.0007 | 101.3% | 1739.8538 | 152.6642 | 0.058936 | 16.16% | 10.32% | 1.522% | 1.446% | 7396.6425 | 5720.8742 | 138461.7288 | 130898.9215 | 132689.8149 | -51.0396 | 101.4% | 1790.8934 | 0.057881 | 16.2% | 10.37% | 1.568% | 1.49%
369 | 135855.282 | 4055.3816 | 139910.6636 | 135913.2049 | 99.96% | -57.9229 | 275.6496 | 0.10147 | 14.58% | 8.83% | -0.04937% | -0.0464% | 13668.6837 | 5482.9461 | 141338.2282 | 138357.9396 | 138357.9396 | 2502.6575 | 100% | 0 | 0.1 | 14.63% | 8.876% | -0.0005144% | 0%
370 | 134717.5835 | 4811.3423 | 139528.9258 | 133725.8029 | 100.7% | 991.7806 | 196.9088 | 0.074515 | 15.48% | 9.684% | 0.8497% | 0.8075% | 9682.3844 | 3047.337 | 137764.9205 | 137296.4856 | 137764.9205 | 3047.337 | 100.3% | 468.4349 | 0.088276 | 15.02% | 9.248% | 0.3906% | 0.3715%
371 | 128056.9287 | 6695.7871 | 134752.7158 | 125367.205 | 102.1% | 2689.7237 | 105.4601 | 0.041533 | 17.09% | 11.21% | 2.459% | 2.336% | 4929.2878 | 4319.939 | 132376.8677 | 125968.1777 | 128657.9014 | 600.9727 | 102.1% | 2689.7237 | 0.041721 | 17.08% | 11.2% | 2.447% | 2.325%
372 | 130670.2876 | 6745.1345 | 137415.4221 | 130356.156 | 100.2% | 314.1316 | 243.6341 | 0.091719 | 14.91% | 9.139% | 0.2757% | 0.2624% | 11620.0463 | 4317.5476 | 134987.8352 | 129830.6477 | 130407.5335 | -262.7542 | 100.4% | 576.8858 | 0.084732 | 15.14% | 9.36% | 0.5088% | 0.4838%
373 | 132177.2122 | 8654.4603 | 140831.6725 | 132190.8225 | 99.99% | -13.6103 | 268.4331 | 0.10036 | 14.62% | 8.865% | -0.01232% | -0.01121% | 12950.4712 | 1305.372 | 133482.5842 | 132153.3971 | 132158.4995 | -18.7127 | 100% | 5.1024 | 0.099867 | 14.64% | 8.88% | 0.003911% | 0.004204%
374 | 138381.0312 | 5316.1651 | 143697.1962 | 138300.4416 | 100.1% | 80.5895 | 260.6884 | 0.097998 | 14.7% | 8.94% | 0.06628% | 0.06344% | 13167.1318 | 3020.4436 | 141401.4748 | 141591.9591 | 141401.4748 | 3020.4436 | 99.87% | -190.4843 | 0.10492 | 14.48% | 8.73% | -0.1547% | -0.1465%
375 | 126618.9747 | 6705.2606 | 133324.2354 | 125607.6192 | 100.8% | 1011.3555 | 191.8732 | 0.072721 | 15.56% | 9.753% | 0.9225% | 0.8766% | 8867.5987 | 5557.6683 | 132176.643 | 126264.1752 | 127275.5307 | 656.556 | 100.8% | 1011.3555 | 0.072831 | 15.55% | 9.748% | 0.9177% | 0.8721%
376 | 131585.9479 | 7071.7093 | 138657.6572 | 131562.0955 | 100% | 23.8524 | 264.4362 | 0.099377 | 14.65% | 8.896% | 0.02027% | 0.01974% | 12700.5716 | 1592.5682 | 133178.5161 | 134012.2486 | 133178.5161 | 1592.5682 | 99.38% | -833.7325 | 0.12895 | 13.92% | 8.199% | -0.7137% | -0.6774%
377 | 130693.9477 | 6977.8856 | 137671.8332 | 130151.6361 | 100.4% | 542.3116 | 227.2377 | 0.085682 | 15.11% | 9.33% | 0.4771% | 0.4537% | 10839.9862 | 2094.6513 | 132788.5989 | 128584.3193 | 129910.2893 | -783.6584 | 101% | 1325.97 | 0.066763 | 15.81% | 9.999% | 1.182% | 1.123%
378 | 136947.0348 | 5704.3916 | 142651.4264 | 136294.6958 | 100.5% | 652.339 | 221.4566 | 0.083553 | 15.18% | 9.397% | 0.5481% | 0.5211% | 11069.6553 | 4346.4986 | 141293.5334 | 141379.8623 | 141293.5334 | 4346.4986 | 99.94% | -86.329 | 0.10211 | 14.56% | 8.81% | -0.07051% | -0.06648%
379 | 130301.8403 | 6588.2953 | 136890.1356 | 130127.3274 | 100.1% | 174.5129 | 253.6136 | 0.095392 | 14.79% | 9.022% | 0.1532% | 0.146% | 12061.9069 | 3701.9483 | 134003.7886 | 125254.2698 | 127865.3115 | -2436.5288 | 102.1% | 2611.0417 | 0.042649 | 17.02% | 11.15% | 2.389% | 2.27%
380 | 133252.1596 | 6662.608 | 139914.7676 | 131870.6558 | 101% | 1381.5038 | 173.6942 | 0.06633 | 15.83% | 10.02% | 1.2% | 1.141% | 8447.9726 | 3396.1058 | 136648.2654 | 134348.2102 | 135729.714 | 2477.5544 | 101% | 1381.5038 | 0.066839 | 15.81% | 9.996% | 1.178% | 1.12%
381 | 130792.389 | 5647.7563 | 136440.1453 | 130032.1937 | 100.6% | 760.1953 | 211.5689 | 0.079911 | 15.3% | 9.513% | 0.6697% | 0.6365% | 10100.134 | 3097.8866 | 133890.2756 | 130110.3867 | 130870.582 | 78.193 | 100.6% | 760.1953 | 0.079923 | 15.3% | 9.512% | 0.6693% | 0.6361%
382 | 135749.4855 | 5261.608 | 141011.0935 | 134086.626 | 101.2% | 1662.8595 | 159.2606 | 0.061255 | 16.05% | 10.23% | 1.421% | 1.35% | 7891.1345 | 1223.5776 | 136973.0631 | 136759.7749 | 136973.0631 | 1223.5776 | 100.2% | 213.2882 | 0.094641 | 14.81% | 9.046% | 0.1783% | 0.1698%
383 | 129534.1084 | 4869.7033 | 134403.8118 | 129371.8833 | 100.1% | 162.2252 | 254.427 | 0.095691 | 14.78% | 9.013% | 0.1432% | 0.1365% | 12029.2963 | 1721.6821 | 131255.7905 | 129961.6153 | 130123.8404 | 589.732 | 100.1% | 162.2252 | 0.095711 | 14.78% | 9.012% | 0.1426% | 0.1359%
384 | 126451.4122 | 6414.2021 | 132865.6143 | 124407.9434 | 101.6% | 2043.4688 | 129.4545 | 0.050755 | 16.52% | 10.66% | 1.882% | 1.788% | 5974.9412 | 1880.9831 | 128332.3954 | 125414.1165 | 127457.5853 | 1006.1731 | 101.6% | 2043.4688 | 0.050997 | 16.5% | 10.65% | 1.867% | 1.774%
385 | 136866.6047 | 3058.465 | 139925.0697 | 137876.073 | 99.27% | -1009.4683 | 429.5967 | 0.13437 | 13.79% | 8.079% | -0.8398% | -0.7971% | 21461.0648 | 2121.3093 | 138987.9141 | 136406.6409 | 136131.8887 | -734.7161 | 99.8% | -274.7522 | 0.10821 | 14.4% | 8.657% | -0.2314% | -0.2193%
386 | 134460.0337 | 7030.59 | 141490.6236 | 133919.792 | 100.4% | 540.2416 | 228.4788 | 0.086138 | 15.1% | 9.315% | 0.4619% | 0.4392% | 11213.2641 | 3440.8243 | 137900.858 | 139147.1993 | 137900.858 | 3440.8243 | 99.1% | -1246.3413 | 0.14243 | 13.61% | 7.901% | -1.027% | -0.9752%
387 | 132391.5313 | 5600.2509 | 137991.7822 | 132843.7944 | 99.66% | -452.2631 | 342.1424 | 0.11507 | 14.24% | 8.506% | -0.3908% | -0.3707% | 16533.3137 | 1913.082 | 134304.6132 | 133921.896 | 133921.896 | 1530.3647 | 100% | 0 | 0.1 | 14.63% | 8.876% | -0.0005144% | 0%
388 | 135928.5295 | 7213.9798 | 143142.5093 | 134986.6037 | 100.7% | 941.9258 | 201.0034 | 0.076022 | 15.43% | 9.636% | 0.7994% | 0.7597% | 9972.5652 | 2017.3954 | 137945.9249 | 133739.8719 | 135305.1636 | -623.3659 | 101.2% | 1565.2917 | 0.063094 | 15.97% | 10.15% | 1.341% | 1.274%
389 | 144424.0246 | 2995.5727 | 147419.5973 | 145552.7518 | 99.22% | -1128.7272 | 439.2751 | 0.1365 | 13.74% | 8.032% | -0.8895% | -0.8443% | 23156.2831 | 1000 | 145424.0246 | 147748.5239 | 145424.0246 | 1000 | 98.43% | -2324.4993 | 0.1852 | 12.83% | 7.163% | -1.804% | -1.713%
390 | 137492.4212 | 4823.653 | 142316.0742 | 137608.8708 | 99.92% | -116.4497 | 285.0289 | 0.10292 | 14.54% | 8.784% | -0.09752% | -0.09214% | 14304.1004 | 3203.1435 | 140695.5647 | 139934.819 | 139934.819 | 2442.3978 | 100% | 0 | 0.1 | 14.63% | 8.876% | -0.0005144% | 0%
391 | 128245.0559 | 4750.6991 | 132995.755 | 128074.8265 | 100.1% | 170.2294 | 253.7212 | 0.095433 | 14.79% | 9.021% | 0.1518% | 0.1447% | 11876.5482 | 4050.053 | 132295.1089 | 127548.8057 | 127982.0455 | -263.0104 | 100.3% | 433.2398 | 0.088328 | 15.02% | 9.246% | 0.3889% | 0.3698%
392 | 139929.3957 | 5006.4016 | 144935.7972 | 139439.1314 | 100.4% | 490.2643 | 233.3178 | 0.087918 | 15.04% | 9.259% | 0.4025% | 0.3828% | 11916.5289 | 3343.7593 | 143273.155 | 140987.7241 | 141477.9884 | 1548.5928 | 100.3% | 490.2643 | 0.088051 | 15.03% | 9.255% | 0.3981% | 0.3786%
393 | 133854.2961 | 5342.781 | 139197.0771 | 133746.46 | 100.1% | 107.8362 | 258.6052 | 0.097229 | 14.73% | 8.964% | 0.09191% | 0.08778% | 12634.629 | 2372.4804 | 136226.7766 | 134696.67 | 134804.5062 | 950.2101 | 100.1% | 107.8362 | 0.097249 | 14.72% | 8.963% | 0.09126% | 0.08716%
394 | 130894.1012 | 4409.6111 | 135303.7123 | 129770.6027 | 100.9% | 1123.4985 | 187.3281 | 0.071124 | 15.63% | 9.819% | 0.9919% | 0.9426% | 8949.8509 | 1000 | 131894.1012 | 131783.9543 | 131894.1012 | 1000 | 100.1% | 110.1469 | 0.097128 | 14.73% | 8.967% | 0.0953% | 0.091%
395 | 132961.1758 | 4955.0973 | 137916.2731 | 132791.6996 | 100.1% | 169.4762 | 254.2196 | 0.095615 | 14.78% | 9.015% | 0.1458% | 0.139% | 12337.4861 | 2264.0124 | 135225.1883 | 133971.5766 | 134141.0529 | 1179.8771 | 100.1% | 169.4762 | 0.095653 | 14.78% | 9.014% | 0.1445% | 0.1377%
396 | 134369.8751 | 6754.6009 | 141124.4761 | 132063.4102 | 101.7% | 2306.4649 | 124.4933 | 0.048849 | 16.63% | 10.78% | 2.002% | 1.902% | 6105.7758 | 5074.9499 | 139444.8251 | 133172.3912 | 135478.8562 | 1108.981 | 101.7% | 2306.4649 | 0.049116 | 16.62% | 10.76% | 1.985% | 1.886%
397 | 128647.3091 | 4836.365 | 133483.6741 | 128572.8742 | 100.1% | 74.4349 | 260.7272 | 0.098011 | 14.7% | 8.939% | 0.06585% | 0.06303% | 12242.777 | 3879.2092 | 132526.5183 | 130724.7448 | 130799.1797 | 2151.8707 | 100.1% | 74.4349 | 0.098043 | 14.7% | 8.938% | 0.06476% | 0.06199%
398 | 145626.9967 | 2608.7763 | 148235.773 | 146005.4493 | 99.74% | -378.4526 | 324.0016 | 0.11106 | 14.34% | 8.594% | -0.2976% | -0.2822% | 17221.9342 | 2677.8501 | 148304.8468 | 147396.6819 | 147396.6819 | 1769.6852 | 100% | 0 | 0.1 | 14.63% | 8.876% | -0.0005144% | 0%
399 | 137304.6341 | 3920.8717 | 141225.5058 | 137460.6925 | 99.89% | -156.0584 | 291.4779 | 0.10392 | 14.5% | 8.753% | -0.1307% | -0.1236% | 14607.7599 | 3097.6147 | 140402.2488 | 141605.2578 | 140402.2488 | 3097.6147 | 99.15% | -1203.009 | 0.14015 | 13.66% | 7.951% | -0.9744% | -0.925%
400 | 129871.13 | 7087.1005 | 136958.2305 | 129022.6308 | 100.7% | 848.4992 | 204.7512 | 0.077402 | 15.39% | 9.592% | 0.7534% | 0.716% | 9705.8114 | 3560.6646 | 133431.7946 | 130769.4777 | 131617.9769 | 1746.8469 | 100.6% | 848.4992 | 0.077704 | 15.38% | 9.583% | 0.7433% | 0.7064%
401 | 129278.9303 | 5073.8813 | 134352.8116 | 129851.6281 | 99.56% | -572.6979 | 364.599 | 0.12002 | 14.13% | 8.396% | -0.5061% | -0.4802% | 17204.2633 | 1087.0399 | 130365.9701 | 132127.9725 | 130365.9701 | 1087.0399 | 98.67% | -1762.0024 | 0.16954 | 13.1% | 7.424% | -1.529% | -1.452%
402 | 139237.7983 | 4810.1721 | 144047.9704 | 139156.7098 | 100.1% | 81.0885 | 260.6884 | 0.097998 | 14.7% | 8.94% | 0.06628% | 0.06344% | 13248.6543 | 1128.6603 | 140366.4586 | 140219.977 | 140301.0655 | 1063.2672 | 100.1% | 81.0885 | 0.098013 | 14.7% | 8.939% | 0.06578% | 0.06296%
403 | 132468.0693 | 5188.5138 | 137656.5831 | 132023.1641 | 100.3% | 444.9052 | 234.6734 | 0.08842 | 15.02% | 9.243% | 0.3858% | 0.3669% | 11346.6578 | 1825.0235 | 134293.0928 | 132830.7375 | 133275.6427 | 807.5734 | 100.3% | 444.9052 | 0.088491 | 15.02% | 9.241% | 0.3834% | 0.3647%
404 | 134052.0004 | 4765.7235 | 138817.7239 | 134165.5361 | 99.92% | -113.5358 | 285.0289 | 0.10292 | 14.54% | 8.784% | -0.09752% | -0.09214% | 13946.1743 | 1000 | 135052.0004 | 132494.4335 | 133216.449 | -835.5513 | 100.5% | 722.0155 | 0.081275 | 15.26% | 9.47% | 0.6242% | 0.5933%
405 | 126056.6155 | 7750.7766 | 133807.392 | 125443.3051 | 100.5% | 613.3104 | 220.4997 | 0.0832 | 15.19% | 9.409% | 0.5599% | 0.5323% | 10145.3383 | 5327.451 | 131384.0664 | 124159.4152 | 125414.6705 | -641.9449 | 101% | 1255.2553 | 0.067295 | 15.79% | 9.977% | 1.158% | 1.101%
406 | 131911.9602 | 5618.3123 | 137530.2724 | 131283.6055 | 100.5% | 628.3547 | 221.4566 | 0.083553 | 15.18% | 9.397% | 0.5481% | 0.5211% | 10662.6619 | 4555.6377 | 136467.5978 | 130948.4848 | 131744.3998 | -167.5604 | 100.6% | 795.9151 | 0.079114 | 15.33% | 9.538% | 0.6962% | 0.6618%
407 | 134107.1441 | 3871.0871 | 137978.2311 | 134070.2674 | 100% | 36.8767 | 263.5591 | 0.099055 | 14.66% | 8.906% | 0.03102% | 0.02995% | 12900.9805 | 1000 | 135107.1441 | 135601.5639 | 135107.1441 | 1000 | 99.64% | -494.4199 | 0.11626 | 14.21% | 8.479% | -0.4185% | -0.397%
408 | 142004.2906 | 1812.9148 | 143817.2053 | 141617.6967 | 100.3% | 386.5939 | 240.6539 | 0.09062 | 14.95% | 9.173% | 0.3124% | 0.2972% | 12473.4673 | 2227.5023 | 144231.7928 | 140316.8275 | 141353.856 | -650.4346 | 100.7% | 1037.0285 | 0.074604 | 15.48% | 9.681% | 0.8467% | 0.8047%
409 | 135611.8056 | 2266.8873 | 137878.6928 | 135999.9232 | 99.71% | -388.1177 | 329.8525 | 0.11235 | 14.31% | 8.565% | -0.3277% | -0.3107% | 16327.1409 | 1000 | 136611.8056 | 138951.8987 | 136611.8056 | 1000 | 98.32% | -2340.0932 | 0.19244 | 12.7% | 7.043% | -1.931% | -1.834%
410 | 143570.9532 | 1437.799 | 145008.7522 | 144218.773 | 99.55% | -647.8198 | 366.423 | 0.12042 | 14.12% | 8.387% | -0.5154% | -0.4891% | 19201.8122 | 1172.1005 | 144743.0536 | 145218.6593 | 144743.0536 | 1172.1005 | 99.67% | -475.6056 | 0.11443 | 14.26% | 8.52% | -0.3759% | -0.3566%
411 | 121722.0492 | 7315.0544 | 129037.1036 | 120018.6992 | 101.4% | 1703.35 | 145.8336 | 0.056534 | 16.26% | 10.42% | 1.626% | 1.545% | 6479.1759 | 3767.3157 | 125489.3648 | 116054.657 | 119740.0281 | -1982.0211 | 103.2% | 3685.3711 | 0.026506 | 18.27% | 12.33% | 3.64% | 3.457%
412 | 134118.8975 | 5901.0855 | 140019.9831 | 132157.0961 | 101.5% | 1961.8014 | 140.9396 | 0.054816 | 16.33% | 10.49% | 1.701% | 1.616% | 6899.4725 | 5155.3644 | 139274.262 | 132400.6033 | 134362.4048 | 243.5072 | 101.5% | 1961.8014 | 0.054888 | 16.33% | 10.49% | 1.698% | 1.613%
413 | 136925.6091 | 2599.8533 | 139525.4625 | 139344.5774 | 98.26% | -2418.9683 | 489.4013 | 0.19583 | 12.64% | 6.986% | -1.99% | -1.89% | 24459.2241 | 2345.9351 | 139271.5442 | 141279.7891 | 139271.5442 | 2345.9351 | 98.58% | -2008.2449 | 0.17529 | 13% | 7.329% | -1.63% | -1.548%
414 | 121876.3648 | 8937.6001 | 130813.9649 | 120576.6212 | 101.1% | 1299.7437 | 171.4211 | 0.065531 | 15.87% | 10.05% | 1.235% | 1.174% | 7625.6447 | 6258.274 | 128134.6388 | 120090.3694 | 121633.239 | -243.1259 | 101.3% | 1542.8696 | 0.060079 | 16.11% | 10.27% | 1.472% | 1.399%
415 | 130436.6281 | 9677.1298 | 140113.7579 | 130281.2094 | 100.1% | 155.4186 | 254.997 | 0.095901 | 14.77% | 9.006% | 0.1362% | 0.1299% | 12140.2474 | 4825.4092 | 135262.0373 | 128264.8634 | 129428.455 | -1008.173 | 100.9% | 1163.5917 | 0.070032 | 15.67% | 9.864% | 1.039% | 0.9877%
416 | 129818.4117 | 4042.6767 | 133861.0884 | 129921.8661 | 99.92% | -103.4543 | 283.9126 | 0.10275 | 14.54% | 8.789% | -0.09179% | -0.0867% | 13452.8336 | 3103.0732 | 132921.4849 | 129971.7723 | 129971.7723 | 153.3606 | 100% | 0 | 0.1 | 14.63% | 8.876% | -0.0005144% | 0%
417 | 135912.6154 | 2316.6923 | 138229.3077 | 138391.7202 | 98.21% | -2479.1049 | 489.4013 | 0.19945 | 12.58% | 6.926% | -2.054% | -1.95% | 24278.2715 | 1000 | 136912.6154 | 138774.1094 | 136912.6154 | 1000 | 98.66% | -1861.494 | 0.17006 | 13.1% | 7.416% | -1.538% | -1.46%
418 | 129313.8886 | 7404.6805 | 136718.5691 | 129290.4481 | 100% | 23.4406 | 264.4362 | 0.099377 | 14.65% | 8.896% | 0.02027% | 0.01974% | 12481.2742 | 3890.2818 | 133204.1705 | 124730.5879 | 127033.9586 | -2279.9301 | 101.8% | 2303.3706 | 0.047012 | 16.75% | 10.89% | 2.116% | 2.011%
419 | 133314.1192 | 3859.3965 | 137173.5158 | 133429.06 | 99.91% | -114.9408 | 285.3678 | 0.10297 | 14.53% | 8.782% | -0.09926% | -0.09379% | 13885.8989 | 1000 | 134314.1192 | 138310.1305 | 134314.1192 | 1000 | 97.11% | -3996.0113 | 0.29783 | 11.32% | 5.731% | -3.312% | -3.146%
420 | 136622.8078 | 3441.9431 | 140064.751 | 136782.1975 | 99.88% | -159.3897 | 292.1457 | 0.10403 | 14.5% | 8.749% | -0.1341% | -0.1269% | 14568.5231 | 1000 | 137622.8078 | 138515.6618 | 137622.8078 | 1000 | 99.36% | -892.854 | 0.13005 | 13.89% | 8.174% | -0.7394% | -0.7018%
421 | 136151.1139 | 5677.9069 | 141829.0208 | 136041.4273 | 100.1% | 109.6865 | 258.6052 | 0.097229 | 14.73% | 8.964% | 0.09191% | 0.08778% | 12851.4277 | 5101.9305 | 141253.0444 | 134552.8839 | 135406.8422 | -744.2717 | 100.6% | 853.9582 | 0.078192 | 15.36% | 9.567% | 0.727% | 0.691%
422 | 124010.7656 | 5236.5304 | 129247.296 | 122865.4283 | 100.9% | 1145.3373 | 182.3444 | 0.069373 | 15.7% | 9.891% | 1.068% | 1.015% | 8253.6218 | 4859.3425 | 128870.1081 | 123984.4038 | 125129.7411 | 1118.9755 | 100.9% | 1145.3373 | 0.069595 | 15.69% | 9.882% | 1.058% | 1.006%
423 | 124226.422 | 7684.7818 | 131911.2038 | 122717.9926 | 101.2% | 1508.4294 | 160.0771 | 0.061544 | 16.04% | 10.21% | 1.409% | 1.338% | 7258.3185 | 3046.7261 | 127273.1481 | 123345.0651 | 124853.4945 | 627.0725 | 101.2% | 1508.4294 | 0.061709 | 16.03% | 10.21% | 1.401% | 1.331%
424 | 134373.0332 | 4477.5958 | 138850.629 | 133608.7894 | 100.6% | 764.2438 | 212.745 | 0.080345 | 15.29% | 9.499% | 0.6552% | 0.6228% | 10434.3268 | 1096.2809 | 135469.3141 | 134922.1206 | 135469.3141 | 1096.2809 | 100.4% | 547.1935 | 0.086064 | 15.1% | 9.318% | 0.4644% | 0.4416%
425 | 131502.2395 | 2669.5955 | 134171.835 | 132392.7307 | 99.33% | -890.4912 | 416.3101 | 0.13144 | 13.86% | 8.144% | -0.7716% | -0.7323% | 19982.1831 | 2571.0766 | 134073.3161 | 134062.1459 | 134062.1459 | 2559.9064 | 100% | 0 | 0.1 | 14.63% | 8.876% | -0.0005144% | 0%
426 | 134575.7773 | 4806.2778 | 139382.0551 | 133509.2379 | 100.8% | 1066.5394 | 192.3452 | 0.072888 | 15.55% | 9.746% | 0.9152% | 0.8698% | 9448.0265 | 1000 | 135575.7773 | 133807.2458 | 134873.7852 | 298.0079 | 100.8% | 1066.5394 | 0.072934 | 15.55% | 9.744% | 0.9132% | 0.8678%
427 | 137796.4605 | 3510.7378 | 141307.1983 | 138084.9333 | 99.79% | -288.4728 | 312.7783 | 0.10858 | 14.39% | 8.649% | -0.24% | -0.2275% | 15731.4047 | 1000 | 138796.4605 | 134758.2766 | 136133.1321 | -1663.3283 | 101% | 1374.8555 | 0.067052 | 15.8% | 9.987% | 1.169% | 1.111%
428 | 132153.7338 | 5713.2925 | 137867.0262 | 132535.4916 | 99.71% | -381.7578 | 330.4406 | 0.11248 | 14.3% | 8.563% | -0.3307% | -0.3136% | 15939.169 | 2678.0456 | 134831.7793 | 130697.0227 | 131234.4993 | -919.2344 | 100.4% | 537.4766 | 0.085869 | 15.1% | 9.324% | 0.4709% | 0.4477%
429 | 134786.8002 | 8492.832 | 143279.6322 | 134886.6211 | 99.93% | -99.8209 | 282.6567 | 0.10255 | 14.55% | 8.796% | -0.08535% | -0.08057% | 13905.9116 | 2316.0715 | 137102.8717 | 134732.2249 | 134709.6021 | -77.1981 | 99.98% | -22.6228 | 0.10058 | 14.61% | 8.858% | -0.01976% | -0.01828%
430 | 134516.936 | 5195.9381 | 139712.8741 | 134438.5968 | 100.1% | 78.3392 | 260.6884 | 0.097998 | 14.7% | 8.94% | 0.06628% | 0.06344% | 12799.4583 | 3699.693 | 138216.629 | 134149.5048 | 134372.39 | -144.546 | 100.2% | 222.8852 | 0.094291 | 14.82% | 9.057% | 0.1899% | 0.1809%
431 | 127002.2177 | 8894.7813 | 135896.9991 | 125641.7663 | 101.1% | 1360.4514 | 171.0612 | 0.065403 | 15.87% | 10.06% | 1.241% | 1.179% | 7929.6808 | 6626.3641 | 133628.5818 | 124661.0399 | 126511.8545 | -490.3632 | 101.5% | 1850.8146 | 0.054809 | 16.33% | 10.49% | 1.701% | 1.616%
432 | 132776.7848 | 3793.6224 | 136570.4072 | 133690.3864 | 99.32% | -913.6016 | 418.7122 | 0.13197 | 13.85% | 8.132% | -0.7839% | -0.744% | 20292.2711 | 2226.0498 | 135002.8346 | 134715.0273 | 134715.0273 | 1938.2425 | 100% | 0 | 0.1 | 14.63% | 8.876% | -0.0005144% | 0%
433 | 130342.8996 | 5409.9725 | 135752.8721 | 130045.8105 | 100.2% | 297.0891 | 244.8103 | 0.09215 | 14.89% | 9.125% | 0.2614% | 0.2487% | 11646.8887 | 6397.8947 | 136740.7943 | 128986.1258 | 129813.0572 | -529.8424 | 100.6% | 826.9314 | 0.07797 | 15.37% | 9.574% | 0.7344% | 0.698%
434 | 129059.5563 | 6311.4094 | 135370.9657 | 128313.1055 | 100.6% | 746.4508 | 211.838 | 0.08001 | 15.3% | 9.51% | 0.6664% | 0.6334% | 9978.9975 | 2294.626 | 131354.1823 | 126218.1202 | 128012.0637 | -1047.4926 | 101.4% | 1793.9435 | 0.05648 | 16.26% | 10.42% | 1.629% | 1.547%
435 | 134354.3155 | 4453.7342 | 138808.0497 | 134284.2578 | 100.1% | 70.0577 | 261.2613 | 0.098207 | 14.69% | 8.933% | 0.05929% | 0.0568% | 12812.0766 | 1000 | 135354.3155 | 133395.9052 | 133910.1392 | -444.1763 | 100.4% | 514.234 | 0.086754 | 15.07% | 9.296% | 0.4414% | 0.4197%
436 | 124862.3833 | 5160.1161 | 130022.4994 | 123709.1806 | 100.9% | 1153.2027 | 182.3444 | 0.069373 | 15.7% | 9.891% | 1.068% | 1.015% | 8310.3018 | 2266.6515 | 127129.0348 | 124584.1024 | 125737.305 | 874.9217 | 100.9% | 1153.2027 | 0.069545 | 15.69% | 9.884% | 1.061% | 1.008%
437 | 137673.8189 | 3152.8355 | 140826.6544 | 138009.2593 | 99.76% | -335.4405 | 320.3934 | 0.11027 | 14.35% | 8.612% | -0.2791% | -0.2646% | 16100.0706 | 1604.269 | 139278.0879 | 137892.5512 | 137615.4648 | -58.3541 | 99.8% | -277.0864 | 0.10819 | 14.4% | 8.657% | -0.2309% | -0.2188%
438 | 134279.3165 | 3074.5359 | 137353.8524 | 134598.8981 | 99.76% | -319.5816 | 319.1375 | 0.10999 | 14.36% | 8.618% | -0.2727% | -0.2585% | 15641.5513 | 2263.5473 | 136542.8638 | 135482.2719 | 135482.2719 | 1202.9554 | 100% | 0 | 0.1 | 14.63% | 8.876% | -0.0005144% | 0%
439 | 132106.0101 | 4947.0079 | 137053.018 | 132130.2512 | 99.98% | -24.2412 | 270.2273 | 0.10063 | 14.61% | 8.856% | -0.02155% | -0.01997% | 13030.006 | 2169.4017 | 134275.4117 | 130998.3014 | 131540.0351 | -565.9749 | 100.4% | 541.7337 | 0.08579 | 15.11% | 9.326% | 0.4735% | 0.4502%
440 | 133260.9543 | 5010.1618 | 138271.1161 | 131785.3883 | 101.1% | 1475.566 | 168.2903 | 0.064431 | 15.92% | 10.1% | 1.283% | 1.219% | 8185.68 | 1957.1885 | 135218.1429 | 128547.0035 | 131641.7619 | -1619.1924 | 102.4% | 3094.7584 | 0.036728 | 17.39% | 11.5% | 2.759% | 2.621%
441 | 128592.9707 | 5665.8346 | 134258.8054 | 126398.5474 | 101.7% | 2194.4234 | 124.9917 | 0.049039 | 16.62% | 10.77% | 1.99% | 1.89% | 5866.6647 | 1000 | 129592.9707 | 121571.7436 | 126179.5688 | -2413.4019 | 103.8% | 4607.8252 | 0.020187 | 18.98% | 13% | 4.344% | 4.127%
442 | 137237.8223 | 5768.6591 | 143006.4814 | 137634.2668 | 99.71% | -396.4444 | 330.4406 | 0.11248 | 14.3% | 8.563% | -0.3307% | -0.3136% | 16552.365 | 2341.1536 | 139578.9759 | 136389.2417 | 136615.3098 | -622.5126 | 100.2% | 226.0681 | 0.094304 | 14.82% | 9.057% | 0.1895% | 0.1805%
443 | 134901.2705 | 4273.6091 | 139174.8796 | 135914.7015 | 99.25% | -1013.431 | 432.6068 | 0.13503 | 13.78% | 8.064% | -0.8553% | -0.8118% | 21301.1125 | 1000 | 135901.2705 | 135099.9397 | 134493.8896 | -407.3809 | 99.55% | -606.0501 | 0.1204 | 14.12% | 8.388% | -0.5148% | -0.4884%
444 | 127720.4137 | 4603.4544 | 132323.8681 | 127646.0326 | 100.1% | 74.3811 | 260.6884 | 0.097998 | 14.7% | 8.94% | 0.06628% | 0.06344% | 12152.7605 | 3177.1624 | 130897.5761 | 125196.7506 | 126495.7727 | -1224.641 | 101% | 1299.0221 | 0.066595 | 15.82% | 10.01% | 1.189% | 1.13%
445 | 137023.3614 | 3860.3895 | 140883.7509 | 137527.5811 | 99.63% | -504.2197 | 347.9932 | 0.11636 | 14.21% | 8.477% | -0.4208% | -0.3992% | 17404.3692 | 5587.9364 | 142611.2978 | 137894.9178 | 137894.9178 | 871.5564 | 100% | 0 | 0.1 | 14.63% | 8.876% | -0.0005144% | 0%
446 | 130227.786 | 7737.6475 | 137965.4335 | 130128.0799 | 100.1% | 99.7061 | 258.984 | 0.097367 | 14.72% | 8.96% | 0.08732% | 0.08342% | 12310.3231 | 1000 | 131227.786 | 126523.5128 | 128425.5025 | -1802.2835 | 101.5% | 1901.9896 | 0.054319 | 16.36% | 10.51% | 1.723% | 1.637%
447 | 131038.1161 | 5369.1684 | 136407.2845 | 130739.4424 | 100.2% | 298.6737 | 244.8103 | 0.09215 | 14.89% | 9.125% | 0.2614% | 0.2487% | 11709.0103 | 4620.2485 | 135658.3646 | 128602.5359 | 129969.6628 | -1068.4533 | 101.1% | 1367.1269 | 0.065923 | 15.85% | 10.03% | 1.218% | 1.157%
448 | 130355.8277 | 4718.6813 | 135074.509 | 129899.1059 | 100.4% | 456.7218 | 233.3178 | 0.087918 | 15.04% | 9.259% | 0.4025% | 0.3828% | 11101.2341 | 4619.9774 | 134975.8051 | 132873.5297 | 133330.2515 | 2974.4238 | 100.3% | 456.7218 | 0.088189 | 15.03% | 9.25% | 0.3935% | 0.3742%
449 | 140041.0159 | 3061.0058 | 143102.0217 | 140385.5528 | 99.75% | -344.537 | 320.9217 | 0.11038 | 14.35% | 8.609% | -0.2818% | -0.2672% | 16403.9019 | 4173.9912 | 144215.007 | 138897.6847 | 139297.0818 | -743.9341 | 100.3% | 399.3971 | 0.090119 | 14.96% | 9.189% | 0.3291% | 0.3131%
450 | 121914.8073 | 6925.6358 | 128840.4431 | 120480.8308 | 101.2% | 1433.9766 | 163.0075 | 0.062571 | 16% | 10.17% | 1.364% | 1.296% | 7253.6559 | 4626.954 | 126541.7613 | 120085.7826 | 121717.2832 | -197.5241 | 101.4% | 1631.5006 | 0.058132 | 16.19% | 10.36% | 1.557% | 1.479%
451 | 139478.5813 | 3194.166 | 142672.7473 | 139848.8768 | 99.74% | -370.2955 | 325.2475 | 0.11134 | 14.33% | 8.588% | -0.304% | -0.2883% | 16558.2489 | 4441.5572 | 143920.1385 | 140130.3631 | 140130.3631 | 651.7818 | 100% | 0 | 0.1 | 14.63% | 8.876% | -0.0005144% | 0%
452 | 134189.5957 | 3188.8647 | 137378.4604 | 134198.9614 | 99.99% | -9.3658 | 267.6856 | 0.10024 | 14.62% | 8.869% | -0.008515% | -0.007598% | 13111.0259 | 2096.8851 | 136286.4807 | 136025.3598 | 136025.3598 | 1835.7641 | 100% | 0 | 0.1 | 14.63% | 8.876% | -0.0005144% | 0%
453 | 135428.9054 | 5091.3122 | 140520.2176 | 134847.0041 | 100.4% | 581.9013 | 225.8542 | 0.085172 | 15.13% | 9.346% | 0.4942% | 0.4698% | 11164.3256 | 4257.6688 | 139686.5741 | 131039.2296 | 133525.0181 | -1903.8873 | 101.9% | 2485.7885 | 0.04609 | 16.81% | 10.94% | 2.174% | 2.065%
454 | 129736.0076 | 4633.4288 | 134369.4364 | 128993.3406 | 100.6% | 742.667 | 212.3941 | 0.080216 | 15.29% | 9.503% | 0.6595% | 0.6268% | 10057.6357 | 2434.3974 | 132170.405 | 129633.9957 | 130376.6627 | 640.6551 | 100.6% | 742.667 | 0.080314 | 15.29% | 9.5% | 0.6562% | 0.6237%
455 | 133525.4726 | 4279.6626 | 137805.1352 | 131837.0823 | 101.3% | 1688.3903 | 156.2223 | 0.060187 | 16.1% | 10.27% | 1.468% | 1.394% | 7613.7731 | 4312.5294 | 137838.002 | 130171.3472 | 132692.6051 | -832.8676 | 101.9% | 2521.2579 | 0.045358 | 16.85% | 10.98% | 2.22% | 2.109%
456 | 129363.3426 | 5650.8687 | 135014.2113 | 129737.0397 | 99.71% | -373.6971 | 330.4406 | 0.11248 | 14.3% | 8.563% | -0.3307% | -0.3136% | 15602.6176 | 3066.4834 | 132429.826 | 126646.1 | 127817.8727 | -1545.4698 | 100.9% | 1171.7727 | 0.069556 | 15.69% | 9.884% | 1.06% | 1.007%
457 | 125325.5239 | 5473.3874 | 130798.9113 | 125753.6488 | 99.66% | -428.1249 | 342.1424 | 0.11507 | 14.24% | 8.506% | -0.3908% | -0.3707% | 15650.8969 | 1116.4327 | 126441.9566 | 124171.7889 | 124534.5939 | -790.9299 | 100.3% | 362.805 | 0.08996 | 14.97% | 9.194% | 0.3344% | 0.3181%
458 | 124347.911 | 8807.3451 | 133155.2561 | 122884.1212 | 101.2% | 1463.7897 | 162.9278 | 0.062546 | 16% | 10.17% | 1.365% | 1.297% | 7394.801 | 5487.5974 | 129835.5083 | 124982.9829 | 126446.7726 | 2098.8617 | 101.2% | 1463.7897 | 0.063073 | 15.98% | 10.15% | 1.342% | 1.275%
459 | 128665.2211 | 6019.4255 | 134684.6466 | 128024.2829 | 100.5% | 640.9382 | 219.4038 | 0.082797 | 15.21% | 9.421% | 0.5734% | 0.5451% | 10303.8182 | 3158.4715 | 131823.6925 | 129323.8794 | 129964.8176 | 1299.5965 | 100.5% | 640.9382 | 0.08297 | 15.2% | 9.416% | 0.5676% | 0.5396%
460 | 127993.1225 | 6888.4829 | 134881.6054 | 127969.9214 | 100% | 23.2012 | 264.4362 | 0.099377 | 14.65% | 8.896% | 0.02027% | 0.01974% | 12353.7949 | 2080.9585 | 130074.0811 | 127699.2949 | 127857.8093 | -135.3132 | 100.1% | 158.5144 | 0.095735 | 14.78% | 9.011% | 0.1418% | 0.1351%
461 | 136487.9842 | 1483.565 | 137971.5492 | 137762.4842 | 99.07% | -1274.5 | 472.6859 | 0.14388 | 13.57% | 7.869% | -1.061% | -1.007% | 23548.321 | 1000 | 137487.9842 | 140791.581 | 137487.9842 | 1000 | 97.65% | -3303.5968 | 0.24628 | 11.94% | 6.321% | -2.69% | -2.555%
462 | 130654.181 | 2420.6956 | 133074.8766 | 131084.8192 | 99.67% | -430.6382 | 339.481 | 0.11448 | 14.26% | 8.519% | -0.3771% | -0.3577% | 16189.4355 | 3635.6124 | 134289.7934 | 126868.206 | 128545.8744 | -2108.3066 | 101.3% | 1677.6684 | 0.059088 | 16.15% | 10.32% | 1.515% | 1.44%
463 | 133678.9723 | 6759.0492 | 140438.0214 | 133513.6934 | 100.1% | 165.2789 | 254.5766 | 0.095746 | 14.77% | 9.011% | 0.1414% | 0.1348% | 12421.5116 | 1000 | 134678.9723 | 134996.4557 | 134678.9723 | 1000 | 99.76% | -317.4835 | 0.10988 | 14.36% | 8.62% | -0.2701% | -0.2561%
464 | 129364.5273 | 3003.7369 | 132368.2643 | 128775.307 | 100.5% | 589.2203 | 223.4202 | 0.084277 | 15.16% | 9.374% | 0.524% | 0.4982% | 10549.4654 | 2748.5371 | 132113.0645 | 129166.5665 | 129755.7869 | 391.2595 | 100.5% | 589.2203 | 0.084325 | 15.16% | 9.373% | 0.5224% | 0.4967%
465 | 134220.7977 | 959.1856 | 135179.9833 | 135567.7577 | 99.01% | -1346.9601 | 487.966 | 0.14733 | 13.49% | 7.794% | -1.139% | -1.082% | 23905.7429 | 1652.8862 | 135873.6839 | 130994.137 | 131933.9873 | -2286.8104 | 100.7% | 939.8503 | 0.075346 | 15.46% | 9.657% | 0.8219% | 0.7812%
466 | 135421.3688 | 6347.8767 | 141769.2454 | 133406.3553 | 101.5% | 2015.0134 | 138.9959 | 0.054131 | 16.36% | 10.52% | 1.731% | 1.645% | 6870.3987 | 3729.9545 | 139151.3233 | 134531.8679 | 136546.8813 | 1125.5126 | 101.5% | 2015.0134 | 0.054464 | 16.35% | 10.51% | 1.716% | 1.631%
467 | 138251.4112 | 3676.3257 | 141927.7369 | 138730.8551 | 99.65% | -479.4439 | 343.2886 | 0.11532 | 14.24% | 8.5% | -0.3967% | -0.3763% | 17322.9491 | 1015.9982 | 139267.4094 | 143118.2195 | 139267.4094 | 1015.9982 | 97.31% | -3850.8101 | 0.27626 | 11.55% | 5.947% | -3.085% | -2.929%
468 | 137691.1284 | 2625.6551 | 140316.7834 | 138048.9574 | 99.74% | -357.8291 | 324.0016 | 0.11106 | 14.34% | 8.594% | -0.2976% | -0.2822% | 16283.4338 | 1000 | 138691.1284 | 139735.9442 | 138691.1284 | 1000 | 99.25% | -1044.8158 | 0.13514 | 13.78% | 8.062% | -0.8576% | -0.8141%
469 | 133287.0861 | 5170.0901 | 138457.1763 | 131012.5583 | 101.7% | 2274.5279 | 124.9917 | 0.049039 | 16.62% | 10.77% | 1.99% | 1.89% | 6080.8195 | 2431.5672 | 135718.6534 | 130398.1083 | 132979.8612 | -307.225 | 102% | 2581.7528 | 0.044569 | 16.9% | 11.03% | 2.269% | 2.156%
470 | 133284.0447 | 6058.3657 | 139342.4104 | 133071.0761 | 100.2% | 212.9686 | 251.1933 | 0.094501 | 14.82% | 9.05% | 0.1829% | 0.1742% | 12220.2199 | 5235.6965 | 138519.7412 | 133393.6634 | 133606.632 | 322.5873 | 100.2% | 212.9686 | 0.094514 | 14.82% | 9.05% | 0.1825% | 0.1738%
471 | 142965.6429 | 5266.7964 | 148232.4393 | 143598.9721 | 99.56% | -633.3292 | 364.599 | 0.12002 | 14.13% | 8.396% | -0.5061% | -0.4802% | 19025.6723 | 1000 | 143965.6429 | 142588.9445 | 142460.6291 | -505.0138 | 99.91% | -128.3154 | 0.10311 | 14.53% | 8.778% | -0.1037% | -0.09798%
472 | 123876.2798 | 7531.3703 | 131407.6502 | 122796.0566 | 100.9% | 1080.2232 | 186.2815 | 0.070757 | 15.64% | 9.834% | 1.008% | 0.9578% | 8422.6881 | 4783.353 | 128659.6328 | 119915.9852 | 122436.2441 | -1440.0357 | 102.1% | 2520.2589 | 0.042336 | 17.04% | 11.16% | 2.409% | 2.288%
473 | 138598.6385 | 2667.2185 | 141265.857 | 139681.8381 | 99.22% | -1083.1996 | 439.2751 | 0.1365 | 13.74% | 8.032% | -0.8895% | -0.8443% | 22222.2675 | 3519.1649 | 142117.8035 | 136664.2152 | 137089.8271 | -1508.8115 | 100.3% | 425.6119 | 0.089299 | 14.99% | 9.215% | 0.3565% | 0.3391%
474 | 133844.5543 | 3106.0694 | 136950.6237 | 134773.5889 | 99.31% | -929.0347 | 420.0379 | 0.13226 | 13.84% | 8.126% | -0.7907% | -0.7505% | 20520.2216 | 2505.6188 | 136350.173 | 131484.6692 | 132200.0944 | -1644.4599 | 100.5% | 715.4252 | 0.081303 | 15.26% | 9.469% | 0.6232% | 0.5924%
475 | 127148.3458 | 10439.698 | 137588.0438 | 126104.3707 | 100.8% | 1043.9752 | 190.1688 | 0.072123 | 15.58% | 9.778% | 0.9485% | 0.9013% | 8825.5712 | 8051.0876 | 135199.4334 | 121170.4924 | 124681.4067 | -2466.9391 | 102.9% | 3510.9143 | 0.030011 | 17.95% | 12.03% | 3.321% | 3.155%
476 | 123033.4644 | 8172.3853 | 131205.8497 | 121936.078 | 100.9% | 1097.3865 | 184.7664 | 0.070222 | 15.66% | 9.856% | 1.031% | 0.9799% | 8297.3461 | 2534.6063 | 125568.0707 | 122638.8019 | 123736.1884 | 702.724 | 100.9% | 1097.3865 | 0.070358 | 15.66% | 9.85% | 1.025% | 0.9742%
477 | 123270.165 | 7530.9591 | 130801.1241 | 123005.5388 | 100.2% | 264.6262 | 246.0562 | 0.092608 | 14.88% | 9.11% | 0.2461% | 0.2342% | 11070.958 | 5546.6137 | 128816.7787 | 120786.4007 | 122160.596 | -1109.5691 | 101.1% | 1374.1953 | 0.063955 | 15.94% | 10.11% | 1.304% | 1.239%
478 | 129719.3845 | 4804.4216 | 134523.8061 | 128522.276 | 100.9% | 1197.1085 | 182.4046 | 0.069393 | 15.7% | 9.89% | 1.067% | 1.014% | 8636.4136 | 6193.4395 | 135912.824 | 129582.354 | 130779.4624 | 1060.078 | 100.9% | 1197.1085 | 0.069593 | 15.69% | 9.882% | 1.058% | 1.006%
479 | 130651.7182 | 5064.0201 | 135715.7383 | 130432.8169 | 100.2% | 218.9013 | 250.4666 | 0.094233 | 14.83% | 9.059% | 0.1919% | 0.1827% | 11944.2202 | 4422.0258 | 135073.7441 | 125240.4176 | 128055.5186 | -2596.1997 | 102.2% | 2815.101 | 0.039657 | 17.21% | 11.32% | 2.576% | 2.447%
480 | 125402.482 | 4521.6694 | 129924.1514 | 124689.258 | 100.6% | 713.224 | 212.745 | 0.080345 | 15.29% | 9.499% | 0.6552% | 0.6228% | 9737.7461 | 1000 | 126402.482 | 126311.7095 | 126402.482 | 1000 | 100.1% | 90.7725 | 0.097531 | 14.72% | 8.954% | 0.08187% | 0.07824%
481 | 130864.3717 | 4990.1959 | 135854.5676 | 129861.3995 | 100.8% | 1002.9722 | 194.3352 | 0.073586 | 15.52% | 9.717% | 0.8848% | 0.8409% | 9282.5163 | 6360.4357 | 137224.8074 | 131993.5884 | 132996.5605 | 2132.1888 | 100.8% | 1002.9722 | 0.073915 | 15.5% | 9.704% | 0.8705% | 0.8273%
482 | 127624.0822 | 4558.0029 | 132182.0851 | 126215.8502 | 101.1% | 1408.232 | 168.5876 | 0.064535 | 15.91% | 10.09% | 1.278% | 1.215% | 7853.2817 | 1043.8542 | 128667.9364 | 128972.0649 | 128667.9364 | 1043.8542 | 99.76% | -304.1285 | 0.10991 | 14.36% | 8.619% | -0.2708% | -0.2567%
483 | 137682.5168 | 3941.5754 | 141624.0922 | 137839.0046 | 99.89% | -156.4879 | 291.4779 | 0.10392 | 14.5% | 8.753% | -0.1307% | -0.1236% | 14647.9626 | 3748.3522 | 141430.8689 | 142007.3817 | 141430.8689 | 3748.3522 | 99.59% | -576.5128 | 0.11829 | 14.17% | 8.434% | -0.4659% | -0.442%
484 | 139738.2246 | 4478.7892 | 144217.0138 | 140813.8905 | 99.24% | -1075.666 | 436.6835 | 0.13593 | 13.76% | 8.044% | -0.8762% | -0.8317% | 22272.8037 | 2763.9368 | 142502.1614 | 140581.9365 | 139622.2475 | -115.977 | 99.32% | -959.689 | 0.13193 | 13.85% | 8.133% | -0.7831% | -0.7432%
485 | 129709.2006 | 7485.3705 | 137194.5711 | 129899.724 | 99.85% | -190.5235 | 298.8737 | 0.10552 | 14.46% | 8.717% | -0.1686% | -0.1597% | 14149.8338 | 4156.1417 | 133865.3423 | 130274.1466 | 130274.1466 | 564.9461 | 100% | 0 | 0.1 | 14.63% | 8.876% | -0.0005144% | 0%
486 | 137207.948 | 3617.202 | 140825.15 | 137825.4584 | 99.55% | -617.5104 | 366.1639 | 0.12037 | 14.12% | 8.388% | -0.5141% | -0.4878% | 18337.8172 | 2265.5029 | 139473.4509 | 137899.2029 | 137899.2029 | 691.2549 | 100% | 0 | 0.1 | 14.63% | 8.876% | -0.0005144% | 0%
487 | 139115.1065 | 3203.4343 | 142318.5408 | 139627.0234 | 99.63% | -511.9169 | 347.9932 | 0.11636 | 14.21% | 8.477% | -0.4208% | -0.3992% | 17670.0575 | 2214.8722 | 141329.9787 | 138082.2842 | 138342.7369 | -772.3696 | 100.2% | 260.4527 | 0.093519 | 14.85% | 9.082% | 0.2157% | 0.2054%
488 | 128306.4148 | 5927.2263 | 134233.6411 | 128375.1792 | 99.95% | -68.7644 | 278.0916 | 0.10185 | 14.57% | 8.818% | -0.06192% | -0.05832% | 13023.5408 | 1539.8818 | 129846.2966 | 125817.8765 | 127027.7634 | -1278.6514 | 101% | 1209.887 | 0.068597 | 15.74% | 9.923% | 1.102% | 1.047%
489 | 128919.0007 | 9687.555 | 138606.5556 | 128096.4035 | 100.6% | 822.5972 | 206.1939 | 0.077934 | 15.37% | 9.575% | 0.7356% | 0.6992% | 9702.5451 | 8475.3251 | 137394.3258 | 124619.013 | 127180.3054 | -1738.6953 | 102.1% | 2561.2924 | 0.043187 | 16.99% | 11.11% | 2.356% | 2.238%
490 | 131138.2326 | 6917.4028 | 138055.6355 | 130254.6952 | 100.7% | 883.5375 | 202.8175 | 0.076692 | 15.41% | 9.615% | 0.7771% | 0.7385% | 9707.9506 | 5832.135 | 136970.3676 | 130513.9077 | 131397.4451 | 259.2125 | 100.7% | 883.5375 | 0.076738 | 15.41% | 9.613% | 0.7755% | 0.7371%
491 | 135812.1147 | 5627.7103 | 141439.825 | 135702.7012 | 100.1% | 109.4134 | 258.6052 | 0.097229 | 14.73% | 8.964% | 0.09191% | 0.08778% | 12819.4292 | 1000 | 136812.1147 | 134771.2714 | 135346.3997 | -465.7149 | 100.4% | 575.1284 | 0.085336 | 15.12% | 9.341% | 0.4887% | 0.4646%
492 | 141123.4356 | 2583.6017 | 143707.0373 | 140480.6566 | 100.5% | 642.779 | 223.4202 | 0.084277 | 15.16% | 9.374% | 0.524% | 0.4982% | 11508.3851 | 1232.8955 | 142356.3311 | 140648.3151 | 141291.0941 | 167.6584 | 100.5% | 642.779 | 0.084296 | 15.16% | 9.374% | 0.5234% | 0.4976%
493 | 128763.1819 | 7547.1918 | 136310.3737 | 127199.6645 | 101.2% | 1563.5174 | 160.0771 | 0.061544 | 16.04% | 10.21% | 1.409% | 1.338% | 7523.3929 | 7894.472 | 136657.6539 | 127517.7747 | 129081.292 | 318.1101 | 101.2% | 1563.5174 | 0.061625 | 16.04% | 10.21% | 1.405% | 1.335%
494 | 128808.1099 | 5757.4847 | 134565.5945 | 127155.8605 | 101.3% | 1652.2494 | 154.8143 | 0.059694 | 16.12% | 10.29% | 1.489% | 1.415% | 7278.5872 | 2574.3013 | 131382.4112 | 126849.0787 | 128654.719 | -153.3909 | 101.4% | 1805.6403 | 0.056423 | 16.26% | 10.43% | 1.631% | 1.55%
495 | 127396.35 | 5849.5596 | 133245.9096 | 125865.935 | 101.2% | 1530.4149 | 161.0738 | 0.061894 | 16.03% | 10.2% | 1.393% | 1.324% | 7489.8797 | 1254.5952 | 128650.9452 | 125039.3999 | 126983.0824 | -413.2676 | 101.6% | 1943.6825 | 0.05297 | 16.41% | 10.57% | 1.781% | 1.692%
496 | 131992.0878 | 4714.0031 | 136706.091 | 131209.6197 | 100.6% | 782.4681 | 210.4706 | 0.079508 | 15.32% | 9.525% | 0.6831% | 0.6493% | 10139.8652 | 1379.3121 | 133371.3999 | 128255.7286 | 130515.1423 | -1476.9456 | 101.8% | 2259.4137 | 0.048571 | 16.65% | 10.79% | 2.019% | 1.918%
497 | 130642.5276 | 5424.534 | 136067.0616 | 128413.1288 | 101.7% | 2229.3988 | 124.9917 | 0.049039 | 16.62% | 10.77% | 1.99% | 1.89% | 5960.1695 | 4032.2745 | 134674.8021 | 128166.1566 | 130519.0415 | -123.4861 | 101.8% | 2352.8849 | 0.047211 | 16.74% | 10.87% | 2.104% | 1.999%
498 | 136161.814 | 4684.7789 | 140846.5929 | 137106.5873 | 99.31% | -944.7733 | 419.9781 | 0.13225 | 13.84% | 8.126% | -0.7904% | -0.7502% | 20872.5173 | 1000 | 137161.814 | 141254.5832 | 137161.814 | 1000 | 97.1% | -4092.7692 | 0.29878 | 11.31% | 5.722% | -3.322% | -3.155%
499 | 130717.0441 | 5610.9109 | 136327.955 | 131163.587 | 99.66% | -446.5429 | 342.1424 | 0.11507 | 14.24% | 8.506% | -0.3908% | -0.3707% | 16324.2005 | 4838.3975 | 135555.4415 | 135041.7979 | 135041.7979 | 4324.7538 | 100% | 0 | 0.1 | 14.63% | 8.876% | -0.0005144% | 0%
500 | 136012.3523 | 2241.9619 | 138254.3141 | 137458.9784 | 98.95% | -1446.6261 | 489.4013 | 0.15118 | 13.43% | 7.73% | -1.207% | -1.146% | 24296.0877 | 1000 | 137012.3523 | 140320.02 | 137012.3523 | 1000 | 97.64% | -3307.6677 | 0.24722 | 11.93% | 6.31% | -2.703% | -2.566%
501 | 122172.6444 | 9263.0677 | 131435.7122 | 120687.9929 | 101.2% | 1484.6515 | 160.0073 | 0.061518 | 16.04% | 10.22% | 1.41% | 1.339% | 7135.2087 | 2485.5996 | 124658.244 | 120945.029 | 122429.6805 | 257.0361 | 101.2% | 1484.6515 | 0.061587 | 16.04% | 10.21% | 1.407% | 1.337%
502 | 136224.4287 | 3252.8948 | 139477.3235 | 137169.9824 | 99.31% | -945.5537 | 420.0379 | 0.13226 | 13.84% | 8.126% | -0.7907% | -0.7505% | 20885.0892 | 1000 | 137224.4287 | 136373.3401 | 135826.1076 | -398.3211 | 99.6% | -547.2326 | 0.11806 | 14.17% | 8.439% | -0.4605% | -0.4369%
503 | 130782.797 | 4626.8596 | 135409.6566 | 130609.1991 | 100.1% | 173.5979 | 253.7212 | 0.095433 | 14.79% | 9.021% | 0.1518% | 0.1447% | 12111.5639 | 3014.9924 | 133797.7895 | 128821.9028 | 129889.1489 | -893.6481 | 100.8% | 1067.246 | 0.072107 | 15.58% | 9.778% | 0.9492% | 0.902%
504 | 133331.7036 | 6060.532 | 139392.2356 | 132579.2282 | 100.6% | 752.4754 | 213.157 | 0.080497 | 15.28% | 9.494% | 0.6501% | 0.6179% | 10373.5162 | 2958.4082 | 136290.1118 | 133538.4412 | 134290.9165 | 959.2129 | 100.6% | 752.4754 | 0.080637 | 15.28% | 9.49% | 0.6454% | 0.6135%
505 | 127818.3785 | 8235.495 | 136053.8735 | 127474.7611 | 100.3% | 343.6174 | 240.9728 | 0.090737 | 14.94% | 9.17% | 0.3085% | 0.2935% | 11242.2763 | 5005.5645 | 132823.943 | 127595.165 | 127938.7824 | 120.4039 | 100.3% | 343.6174 | 0.090746 | 14.94% | 9.169% | 0.3082% | 0.2932%
506 | 135287.7556 | 2025.421 | 137313.1766 | 134919.4469 | 100.3% | 368.3087 | 240.6539 | 0.09062 | 14.95% | 9.173% | 0.3124% | 0.2972% | 11883.4958 | 1000 | 136287.7556 | 137413.6733 | 136287.7556 | 1000 | 99.18% | -1125.9177 | 0.13867 | 13.69% | 7.984% | -0.9398% | -0.8921%
507 | 119589.2058 | 8263.5638 | 127852.7696 | 117794.2227 | 101.5% | 1794.9831 | 137.9892 | 0.053777 | 16.38% | 10.54% | 1.746% | 1.659% | 6023.2387 | 6223.7039 | 125812.9097 | 119768.2823 | 121563.2654 | 1974.0596 | 101.5% | 1794.9831 | 0.054439 | 16.35% | 10.51% | 1.718% | 1.632%
508 | 124652.7819 | 4831.5032 | 129484.2851 | 123796.9799 | 100.7% | 855.802 | 201.6089 | 0.076246 | 15.43% | 9.629% | 0.7919% | 0.7527% | 9172.8565 | 4118.8629 | 128771.6448 | 122444.717 | 123976.6505 | -676.1314 | 101.3% | 1531.9335 | 0.060966 | 16.07% | 10.24% | 1.434% | 1.362%
509 | 143399.8344 | 2090.1918 | 145490.0262 | 144836.6671 | 99.01% | -1436.8328 | 487.6271 | 0.14723 | 13.5% | 7.796% | -1.138% | -1.08% | 25522.861 | 2321.3149 | 145721.1493 | 146430.1921 | 145721.1493 | 2321.3149 | 99.52% | -709.0428 | 0.12215 | 14.08% | 8.349% | -0.5556% | -0.5272%
510 | 138428.7474 | 4172.2489 | 142600.9963 | 137756.6578 | 100.5% | 672.0896 | 220.5994 | 0.083235 | 15.19% | 9.407% | 0.5588% | 0.5312% | 11146.1133 | 5617.2309 | 144045.9783 | 140100.3761 | 140772.4657 | 2343.7183 | 100.5% | 672.0896 | 0.083516 | 15.18% | 9.398% | 0.5494% | 0.5223%
511 | 131782.1718 | 3357.5076 | 135139.6794 | 132149.5121 | 99.72% | -367.3403 | 328.1979 | 0.11199 | 14.31% | 8.574% | -0.3192% | -0.3026% | 15786.4808 | 1000 | 132782.1718 | 130130.1484 | 130772.49 | -1009.6818 | 100.5% | 642.3415 | 0.083038 | 15.2% | 9.414% | 0.5653% | 0.5374%
512 | 133750.4198 | 4286.8724 | 138037.2922 | 135991.8145 | 98.35% | -2241.3946 | 489.4013 | 0.1901 | 12.74% | 7.082% | -1.89% | -1.794% | 23892.0353 | 2854.4251 | 136604.8449 | 135080.5581 | 133294.7916 | -455.6282 | 98.68% | -1785.7664 | 0.16879 | 13.12% | 7.437% | -1.516% | -1.439%
513 | 139951.584 | 6096.1233 | 146047.7073 | 140429.673 | 99.66% | -478.0891 | 342.1424 | 0.11507 | 14.24% | 8.506% | -0.3908% | -0.3707% | 17477.4279 | 1066.3166 | 141017.9005 | 139758.6295 | 139616.0622 | -335.5218 | 99.9% | -142.5673 | 0.10352 | 14.52% | 8.765% | -0.1175% | -0.1111%
514 | 135620.5611 | 2235.5038 | 137856.0649 | 137514.3923 | 98.62% | -1893.8311 | 489.4013 | 0.17239 | 13.05% | 7.377% | -1.579% | -1.499% | 24226.1015 | 1000 | 136620.5611 | 135618.2638 | 134672.4969 | -948.0642 | 99.3% | -945.7669 | 0.13266 | 13.83% | 8.117% | -0.7999% | -0.7593%
515 | 135733.8801 | 6745.5191 | 142479.3992 | 134862.4672 | 100.6% | 871.413 | 205.8177 | 0.077797 | 15.37% | 9.58% | 0.7402% | 0.7035% | 10196.7974 | 3740.7521 | 139474.6322 | 134640.8172 | 135623.0552 | -110.825 | 100.7% | 982.2379 | 0.074932 | 15.47% | 9.67% | 0.8358% | 0.7943%
516 | 140058.5808 | 5874.7109 | 145933.2917 | 140133.6436 | 99.95% | -75.0628 | 278.0916 | 0.10185 | 14.57% | 8.818% | -0.06192% | -0.05832% | 14216.4259 | 3700.9747 | 143759.5555 | 139847.0011 | 139915.2595 | -143.3213 | 100% | 68.2585 | 0.098323 | 14.69% | 8.929% | 0.05544% | 0.05314%
517 | 127400.4679 | 6246.1197 | 133646.5875 | 126977.2533 | 100.3% | 423.2146 | 235.0223 | 0.088547 | 15.01% | 9.239% | 0.3816% | 0.3629% | 10928.8108 | 3577.9121 | 130978.3799 | 126230.882 | 127027.2822 | -373.1856 | 100.6% | 796.4002 | 0.078321 | 15.36% | 9.563% | 0.7227% | 0.6869%
518 | 132703.9575 | 7045.0532 | 139749.0107 | 131809.871 | 100.7% | 894.0865 | 202.8175 | 0.076692 | 15.41% | 9.615% | 0.7771% | 0.7385% | 9823.8587 | 1000 | 133703.9575 | 131784.4514 | 132691.2477 | -12.7098 | 100.7% | 906.7963 | 0.076356 | 15.42% | 9.625% | 0.7883% | 0.7492%
519 | 135983.4455 | 2581.6859 | 138565.1314 | 136446.0158 | 99.66% | -462.5703 | 341.8234 | 0.11499 | 14.24% | 8.507% | -0.3891% | -0.3691% | 16966.0478 | 2088.6127 | 138072.0582 | 137231.5602 | 137231.5602 | 1248.1147 | 100% | 0 | 0.1 | 14.63% | 8.876% | -0.0005144% | 0%
520 | 124598.891 | 11409.8233 | 136008.7143 | 122554.9472 | 101.7% | 2043.9439 | 128.2511 | 0.050293 | 16.54% | 10.69% | 1.911% | 1.816% | 5832.6777 | 7902.5388 | 132501.4299 | 120741.2525 | 123692.0437 | -906.8473 | 102.4% | 2950.7912 | 0.036061 | 17.43% | 11.54% | 2.801% | 2.661%
521 | 134387.0237 | 8932.9283 | 143319.952 | 132369.9316 | 101.5% | 2017.0921 | 137.9892 | 0.053777 | 16.38% | 10.54% | 1.746% | 1.659% | 6768.5467 | 5926.4065 | 140313.4301 | 132706.1512 | 134723.2433 | 336.2196 | 101.5% | 2017.0921 | 0.053879 | 16.38% | 10.53% | 1.742% | 1.655%
522 | 127433.2274 | 5672.7476 | 133105.975 | 125798.614 | 101.3% | 1634.6135 | 154.8143 | 0.059694 | 16.12% | 10.29% | 1.489% | 1.415% | 7200.8965 | 2158.3531 | 129591.5805 | 128766.2794 | 129591.5805 | 2158.3531 | 100.6% | 825.3012 | 0.077976 | 15.37% | 9.574% | 0.7342% | 0.6978%
523 | 145451.7811 | 2138.9968 | 147590.7779 | 146795.485 | 99.08% | -1343.7039 | 470.503 | 0.1434 | 13.58% | 7.88% | -1.05% | -0.9966% | 24978.9597 | 1000 | 146451.7811 | 146597.6152 | 145352.8462 | -98.9349 | 99.15% | -1244.769 | 0.14013 | 13.66% | 7.952% | -0.9739% | -0.9245%
524 | 134537.8004 | 4444.3779 | 138982.1783 | 133884.6019 | 100.5% | 653.1985 | 220.5994 | 0.083235 | 15.19% | 9.407% | 0.5588% | 0.5312% | 10832.819 | 3103.0433 | 137640.8437 | 131738.1304 | 133464.5647 | -1073.2357 | 101.3% | 1726.4343 | 0.059401 | 16.14% | 10.3% | 1.502% | 1.427%
525 | 132461.9827 | 5143.5784 | 137605.5611 | 130201.5351 | 101.7% | 2260.4476 | 124.9917 | 0.049039 | 16.62% | 10.77% | 1.99% | 1.89% | 6043.1767 | 2846.9054 | 135308.8881 | 126502.892 | 130612.6611 | -1849.3216 | 103.2% | 4109.7691 | 0.025583 | 18.36% | 12.41% | 3.724% | 3.537%
526 | 129383.2627 | 6765.1379 | 136148.4006 | 128555.296 | 100.6% | 827.9667 | 206.018 | 0.077869 | 15.37% | 9.577% | 0.7378% | 0.7012% | 9729.1796 | 1000 | 130383.2627 | 129781.6236 | 130383.2627 | 1000 | 100.5% | 601.6391 | 0.08407 | 15.16% | 9.381% | 0.5309% | 0.5047%
527 | 133347.3399 | 6649.1771 | 139996.517 | 133663.5634 | 99.76% | -316.2235 | 318.9481 | 0.10995 | 14.36% | 8.619% | -0.2717% | -0.2576% | 15523.7724 | 2387.1605 | 135734.5004 | 136708.8063 | 135734.5004 | 2387.1605 | 99.29% | -974.3059 | 0.13341 | 13.82% | 8.1% | -0.8175% | -0.7759%
528 | 129152.1084 | 8164.7885 | 137316.8969 | 127811.8349 | 101% | 1340.2735 | 173.6185 | 0.066303 | 15.83% | 10.02% | 1.202% | 1.142% | 8184.4668 | 4326.8796 | 133478.9881 | 125673.3002 | 128082.8411 | -1069.2673 | 101.9% | 2409.5409 | 0.045717 | 16.83% | 10.96% | 2.197% | 2.087%
529 | 136217.0294 | 3521.9242 | 139738.9537 | 136718.282 | 99.63% | -501.2526 | 347.9932 | 0.11636 | 14.21% | 8.477% | -0.4208% | -0.3992% | 17301.9509 | 6544.8938 | 142761.9233 | 134911.4554 | 135313.6161 | -903.4133 | 100.3% | 402.1607 | 0.089757 | 14.97% | 9.201% | 0.3412% | 0.3246%
530 | 142148.7167 | 3230.6527 | 145379.3693 | 145118.5123 | 97.95% | -2969.7957 | 489.4013 | 0.22015 | 12.29% | 6.648% | -2.346% | -2.228% | 25392.2355 | 1000 | 143148.7167 | 146318.2081 | 143148.7167 | 1000 | 97.83% | -3169.4914 | 0.23058 | 12.15% | 6.518% | -2.484% | -2.358%
531 | 134711.1464 | 6054.4335 | 140765.58 | 134390.7431 | 100.2% | 320.4033 | 243.8786 | 0.091808 | 14.91% | 9.136% | 0.2728% | 0.2596% | 11991.405 | 4711.1518 | 139422.2982 | 134499.413 | 134819.8163 | 108.6698 | 100.2% | 320.4033 | 0.091814 | 14.91% | 9.136% | 0.2726% | 0.2594%
532 | 124348.4217 | 7451.1956 | 131799.6173 | 123380.4384 | 100.8% | 967.9833 | 193.4182 | 0.073264 | 15.53% | 9.73% | 0.8988% | 0.8542% | 8778.7044 | 3567.9492 | 127916.3709 | 123482.3389 | 124450.3223 | 101.9005 | 100.8% | 967.9833 | 0.073281 | 15.53% | 9.73% | 0.8981% | 0.8535%
533 | 133026.0863 | 2497.562 | 135523.6483 | 133478.5967 | 99.66% | -452.5103 | 341.8234 | 0.11499 | 14.24% | 8.507% | -0.3891% | -0.3691% | 16597.0713 | 3535.4518 | 136561.5381 | 135484.8294 | 135484.8294 | 2458.743 | 100% | 0 | 0.1 | 14.63% | 8.876% | -0.0005144% | 0%
534 | 137223.5294 | 2470.6647 | 139694.1941 | 136849.9507 | 100.3% | 373.5787 | 240.6539 | 0.09062 | 14.95% | 9.173% | 0.3124% | 0.2972% | 12053.5316 | 1909.7314 | 139133.2608 | 137362.4824 | 137736.0611 | 512.5317 | 100.3% | 373.5787 | 0.090655 | 14.94% | 9.172% | 0.3112% | 0.2961%
535 | 130537.7584 | 7701.7333 | 138239.4917 | 128952.6931 | 101.2% | 1585.0653 | 160.0771 | 0.061544 | 16.04% | 10.21% | 1.409% | 1.338% | 7627.0781 | 3535.8055 | 134073.5639 | 132223.1951 | 133808.2604 | 3270.502 | 101.2% | 1585.0653 | 0.062346 | 16.01% | 10.18% | 1.374% | 1.305%
536 | 130470.482 | 5056.9954 | 135527.4774 | 129282.7611 | 100.9% | 1187.7209 | 183.3597 | 0.069728 | 15.69% | 9.876% | 1.053% | 1% | 8731.9073 | 4141.2156 | 134611.6976 | 132299.208 | 133486.9288 | 3016.4468 | 100.9% | 1187.7209 | 0.07028 | 15.66% | 9.854% | 1.029% | 0.9774%
537 | 137313.4286 | 3553.7121 | 140867.1407 | 137789.6196 | 99.65% | -476.1911 | 343.2886 | 0.11532 | 14.24% | 8.5% | -0.3967% | -0.3763% | 17205.4195 | 4730.9245 | 142044.3531 | 135247.3622 | 136042.2998 | -1271.1287 | 100.6% | 794.9377 | 0.079803 | 15.31% | 9.516% | 0.6733% | 0.6399%
538 | 136809.1722 | 950.0637 | 137759.2359 | 137479.9897 | 99.51% | -670.8174 | 375.0748 | 0.12233 | 14.07% | 8.345% | -0.5599% | -0.5312% | 18729.4893 | 1000 | 137809.1722 | 139494.832 | 137809.1722 | 1000 | 98.79% | -1685.6598 | 0.16137 | 13.25% | 7.561% | -1.386% | -1.316%
539 | 133333.9207 | 4273.5231 | 137607.4438 | 132555.832 | 100.6% | 778.0887 | 211.3442 | 0.07983 | 15.31% | 9.515% | 0.6724% | 0.6391% | 10285.4642 | 1394.2112 | 134728.1319 | 132433.5728 | 133272.7911 | -61.1296 | 100.6% | 839.2183 | 0.078225 | 15.36% | 9.566% | 0.7259% | 0.6899%
540 | 124281.8883 | 7863.8689 | 132145.7571 | 123236.9233 | 100.8% | 1044.9649 | 188.6637 | 0.071594 | 15.6% | 9.799% | 0.9715% | 0.9232% | 8558.3309 | 1084.9056 | 125366.7939 | 123500.6221 | 124545.5871 | 263.6988 | 100.8% | 1044.9649 | 0.071641 | 15.6% | 9.797% | 0.9694% | 0.9212%
541 | 134291.0394 | 6241.3101 | 140532.3495 | 134749.7914 | 99.66% | -458.7521 | 342.1424 | 0.11507 | 14.24% | 8.506% | -0.3908% | -0.3707% | 16770.528 | 4004.2863 | 138295.3257 | 137998.9919 | 137998.9919 | 3707.9525 | 100% | 0 | 0.1 | 14.63% | 8.876% | -0.0005144% | 0%
542 | 140404.0371 | 3900.1121 | 144304.1492 | 140803.2996 | 99.72% | -399.2625 | 329.4438 | 0.11226 | 14.31% | 8.567% | -0.3256% | -0.3087% | 16883.1641 | 1720.6029 | 142124.64 | 141710.7795 | 141710.7795 | 1306.7425 | 100% | 0 | 0.1 | 14.63% | 8.876% | -0.0005144% | 0%
543 | 134750.4253 | 2741.6789 | 137492.1042 | 135803.5497 | 99.22% | -1053.1244 | 439.2751 | 0.1365 | 13.74% | 8.032% | -0.8895% | -0.8443% | 21605.2627 | 1000 | 135750.4253 | 134246.6668 | 133971.9838 | -778.4414 | 99.8% | -274.683 | 0.10837 | 14.4% | 8.653% | -0.2351% | -0.2228%
544 | 131273.4955 | 4526.6723 | 135800.1677 | 131511.8008 | 99.82% | -238.3054 | 306.5885 | 0.10722 | 14.43% | 8.679% | -0.2082% | -0.1973% | 14690.1342 | 4367.946 | 135641.4415 | 132402.045 | 132402.045 | 1128.5495 | 100% | 0 | 0.1 | 14.63% | 8.876% | -0.0005144% | 0%
545 | 128397.5067 | 6707.2159 | 135104.7226 | 127864.7241 | 100.4% | 532.7826 | 227.2377 | 0.085682 | 15.11% | 9.33% | 0.4771% | 0.4537% | 10649.5153 | 2514.5628 | 130912.0694 | 126155.9973 | 127543.1433 | -854.3634 | 101.1% | 1387.146 | 0.064961 | 15.89% | 10.07% | 1.26% | 1.197%
546 | 137312.3996 | 6682.3143 | 143994.7138 | 136518.2162 | 100.6% | 794.1834 | 211.838 | 0.08001 | 15.3% | 9.51% | 0.6664% | 0.6334% | 10617.1145 | 5661.4184 | 142973.818 | 140330.906 | 141125.0894 | 3812.6898 | 100.6% | 794.1834 | 0.080553 | 15.28% | 9.492% | 0.6482% | 0.6162%
547 | 133819.4945 | 5519.3878 | 139338.8823 | 133711.6864 | 100.1% | 107.8081 | 258.6052 | 0.097229 | 14.73% | 8.964% | 0.09191% | 0.08778% | 12631.344 | 5816.58 | 139636.0745 | 132045.6979 | 132986.5003 | -832.9943 | 100.7% | 940.8024 | 0.075518 | 15.45% | 9.652% | 0.8162% | 0.7757%
548 | 132417.3295 | 4110.509 | 136527.8385 | 131280.7568 | 100.9% | 1136.5727 | 187.3281 | 0.071124 | 15.63% | 9.819% | 0.9919% | 0.9426% | 9054.0013 | 5887.1864 | 138304.5159 | 132457.6859 | 133594.2586 | 1176.9291 | 100.9% | 1136.5727 | 0.071327 | 15.62% | 9.81% | 0.9831% | 0.9342%
549 | 132055.1759 | 6372.0646 | 138427.2404 | 130857.4703 | 100.9% | 1197.7055 | 183.6202 | 0.069819 | 15.68% | 9.873% | 1.049% | 0.9965% | 8850.5184 | 4036.7409 | 136091.9167 | 136717.4327 | 136091.9167 | 4036.7409 | 99.54% | -625.516 | 0.12084 | 14.11% | 8.378% | -0.525% | -0.4981%
550 | 134473.457 | 2793.1927 | 137266.6497 | 134793.5007 | 99.76% | -320.0437 | 319.1375 | 0.10999 | 14.36% | 8.618% | -0.2727% | -0.2585% | 15664.1658 | 1644.5274 | 136117.9844 | 137086.2672 | 136117.9844 | 1644.5274 | 99.29% | -968.2828 | 0.1331 | 13.82% | 8.107% | -0.8102% | -0.769%
551 | 138564.7363 | 4136.2608 | 142700.9971 | 138947.5405 | 99.72% | -382.8042 | 327.6397 | 0.11187 | 14.32% | 8.576% | -0.3163% | -0.3% | 16570.749 | 4271.5478 | 142836.2841 | 141030.7601 | 141030.7601 | 2466.0238 | 100% | 0 | 0.1 | 14.63% | 8.876% | -0.0005144% | 0%
552 | 136974.1545 | 4955.8974 | 141930.0519 | 135457.4731 | 101.1% | 1516.6814 | 168.2903 | 0.064431 | 15.92% | 10.1% | 1.283% | 1.219% | 8413.7669 | 5238.4959 | 142212.6504 | 134285.0126 | 136387.9243 | -586.2302 | 101.6% | 2102.9116 | 0.052666 | 16.43% | 10.58% | 1.795% | 1.705%
553 | 132708.7523 | 5261.1704 | 137969.9227 | 130444.0936 | 101.7% | 2264.6587 | 124.9917 | 0.049039 | 16.62% | 10.77% | 1.99% | 1.89% | 6054.4348 | 3490.8872 | 136199.6396 | 129129.1799 | 132051.2954 | -657.4569 | 102.3% | 2922.1155 | 0.039379 | 17.23% | 11.34% | 2.594% | 2.464%
554 | 130100.8048 | 6802.6565 | 136903.4613 | 129357.1113 | 100.6% | 743.6936 | 212.4712 | 0.080245 | 15.29% | 9.502% | 0.6585% | 0.6259% | 10089.575 | 1000 | 131100.8048 | 127202.5496 | 129023.524 | -1077.2808 | 101.4% | 1820.9744 | 0.05621 | 16.27% | 10.43% | 1.641% | 1.559%
555 | 135215.6296 | 5261.3746 | 140477.0042 | 135814.6267 | 99.56% | -598.9971 | 364.599 | 0.12002 | 14.13% | 8.396% | -0.5061% | -0.4802% | 17994.3111 | 3420.9045 | 138636.5341 | 137084.8734 | 137084.8734 | 1869.2438 | 100% | 0 | 0.1 | 14.63% | 8.876% | -0.0005144% | 0%
556 | 125567.7789 | 7175.3016 | 132743.0805 | 124592.3222 | 100.8% | 975.4567 | 193.5397 | 0.073307 | 15.53% | 9.729% | 0.897% | 0.8524% | 8870.3556 | 7287.2385 | 132855.0174 | 125085.6249 | 126061.0816 | 493.3028 | 100.8% | 975.4567 | 0.073389 | 15.53% | 9.725% | 0.8934% | 0.8491%
557 | 134966.415 | 5525.8793 | 140492.2943 | 134311.0456 | 100.5% | 655.3694 | 220.5894 | 0.083233 | 15.19% | 9.407% | 0.5588% | 0.5313% | 10866.8395 | 1506.8637 | 136473.2787 | 135741.3824 | 136396.7518 | 1430.3368 | 100.5% | 655.3694 | 0.08341 | 15.19% | 9.402% | 0.5529% | 0.5257%
558 | 133758.392 | 6855.6133 | 140614.0053 | 133789.1748 | 99.98% | -30.7829 | 271.2639 | 0.10079 | 14.61% | 8.851% | -0.02689% | -0.02505% | 13243.5947 | 5161.3068 | 138919.6988 | 132246.7224 | 132987.1657 | -771.2262 | 100.6% | 740.4434 | 0.080761 | 15.27% | 9.486% | 0.6413% | 0.6096%
559 | 133894.5692 | 2951.3611 | 136845.9303 | 134366.5304 | 99.65% | -471.9612 | 344.5545 | 0.1156 | 14.23% | 8.494% | -0.4032% | -0.3824% | 16838.9 | 4040.6248 | 137935.194 | 137430.8218 | 137430.8218 | 3536.2526 | 100% | 0 | 0.1 | 14.63% | 8.876% | -0.0005144% | 0%
560 | 129191.0974 | 4913.6155 | 134104.7129 | 128738.4564 | 100.4% | 452.641 | 233.3178 | 0.087918 | 15.04% | 9.259% | 0.4025% | 0.3828% | 11002.0445 | 1000 | 130191.0974 | 128029.9225 | 128836.8305 | -354.2669 | 100.6% | 806.908 | 0.078343 | 15.36% | 9.562% | 0.722% | 0.6862%
561 | 128626.6162 | 4036.954 | 132663.5702 | 128591.2466 | 100% | 35.3696 | 263.5591 | 0.099055 | 14.66% | 8.906% | 0.03102% | 0.02995% | 12373.7589 | 2469.5879 | 131096.2041 | 132316.4193 | 131096.2041 | 2469.5879 | 99.08% | -1220.2152 | 0.14373 | 13.58% | 7.872% | -1.058% | -1.004%
562 | 129786.5248 | 8088.654 | 137875.1787 | 128259.9601 | 101.2% | 1526.5646 | 163.0075 | 0.062571 | 16% | 10.17% | 1.364% | 1.296% | 7722.0054 | 2436.2901 | 132222.8149 | 126124.8268 | 128718.9581 | -1067.5666 | 102.1% | 2594.1313 | 0.043159 | 16.99% | 11.12% | 2.357% | 2.239%
563 | 133581.1829 | 5531.526 | 139112.709 | 132804.7786 | 100.6% | 776.4044 | 211.5689 | 0.079911 | 15.3% | 9.513% | 0.6697% | 0.6365% | 10315.492 | 4409.5203 | 137990.7033 | 134245.307 | 135021.7114 | 1440.5284 | 100.6% | 776.4044 | 0.080127 | 15.3% | 9.506% | 0.6625% | 0.6297%
564 | 131809.7646 | 5941.0551 | 137750.8197 | 130119.0124 | 101.3% | 1690.7523 | 154.8143 | 0.059694 | 16.12% | 10.29% | 1.489% | 1.415% | 7448.2024 | 2728.018 | 134537.7827 | 133529.9055 | 134537.7827 | 2728.018 | 100.8% | 1007.8772 | 0.074064 | 15.5% | 9.698% | 0.8647% | 0.8218%
565 | 136156.2874 | 993.8415 | 137150.1289 | 138193.6964 | 98.53% | -2037.409 | 489.4013 | 0.17874 | 12.94% | 7.271% | -1.691% | -1.605% | 24321.799 | 1000 | 137156.2874 | 135700.9395 | 134909.909 | -1246.3785 | 99.42% | -791.0305 | 0.12701 | 13.96% | 8.242% | -0.6687% | -0.6347%
566 | 140392.4726 | 3982.7652 | 144375.2378 | 140256.7303 | 100.1% | 135.7424 | 257.0976 | 0.096674 | 14.74% | 8.982% | 0.1104% | 0.1054% | 13174.5173 | 1735.044 | 142127.5166 | 138191.1908 | 139359.7029 | -1032.7697 | 100.8% | 1168.5121 | 0.071656 | 15.6% | 9.797% | 0.9688% | 0.9206%
567 | 132211.7269 | 4113.497 | 136325.2238 | 132361.9967 | 99.89% | -150.2699 | 291.4779 | 0.10392 | 14.5% | 8.753% | -0.1307% | -0.1236% | 14065.9285 | 3109.7806 | 135321.5074 | 129084.1677 | 130572.8124 | -1638.9145 | 101.2% | 1488.6446 | 0.063546 | 15.95% | 10.13% | 1.321% | 1.256%
568 | 136105.5502 | 6186.6159 | 142292.1661 | 136198.355 | 99.93% | -92.8048 | 281.341 | 0.10235 | 14.55% | 8.802% | -0.07862% | -0.07419% | 13976.6045 | 1000 | 137105.5502 | 133744.3429 | 134878.5442 | -1227.006 | 100.8% | 1134.2013 | 0.071591 | 15.6% | 9.8% | 0.9716% | 0.9233%
569 | 134904.5734 | 4678.7713 | 139583.3447 | 135848.3634 | 99.31% | -943.79 | 421.244 | 0.13253 | 13.84% | 8.12% | -0.7969% | -0.7564% | 20742.1238 | 3010.6369 | 137915.2102 | 134942.4932 | 134451.6383 | -452.9351 | 99.64% | -490.8549 | 0.11621 | 14.22% | 8.48% | -0.4175% | -0.396%
570 | 129057.9966 | 5833.1298 | 134891.1264 | 128640.4257 | 100.3% | 417.571 | 235.8339 | 0.088846 | 15% | 9.23% | 0.3716% | 0.3534% | 11109.2333 | 2173.4079 | 131231.4046 | 129807.8001 | 130225.3711 | 1167.3745 | 100.3% | 417.571 | 0.088946 | 15% | 9.226% | 0.3682% | 0.3502%
571 | 133312.0396 | 5961.7987 | 139273.8383 | 132664.7035 | 100.5% | 647.3361 | 220.5894 | 0.083233 | 15.19% | 9.407% | 0.5588% | 0.5313% | 10733.6372 | 1673.2199 | 134985.2595 | 130155.0621 | 132057.2189 | -1254.8207 | 101.5% | 1902.1568 | 0.055422 | 16.31% | 10.47% | 1.675% | 1.591%
572 | 130660.5035 | 2969.5569 | 133630.0604 | 134680.1566 | 97.02% | -4019.653 | 489.4013 | 0.30877 | 11.21% | 5.627% | -3.422% | -3.25% | 23340.079 | 1151.175 | 131811.6785 | 138296.0651 | 131811.6785 | 1151.175 | 95.31% | -6484.3866 | 0.55097 | 9.258% | 3.771% | -5.375% | -5.105%
573 | 129002.3083 | 6496.6811 | 135498.9894 | 128573.7725 | 100.3% | 428.5358 | 235.0223 | 0.088547 | 15.01% | 9.239% | 0.3816% | 0.3629% | 11066.2217 | 4338.2969 | 133340.6052 | 129692.0703 | 130120.6061 | 1118.2978 | 100.3% | 428.5358 | 0.088646 | 15.01% | 9.236% | 0.3783% | 0.3598%
574 | 131757.3604 | 2927.9413 | 134685.3018 | 132120.2363 | 99.73% | -362.8759 | 327.4503 | 0.11182 | 14.32% | 8.577% | -0.3154% | -0.299% | 15747.5575 | 1060.7717 | 132818.1322 | 131708.3833 | 131551.4339 | -205.9265 | 99.88% | -156.9494 | 0.10416 | 14.5% | 8.746% | -0.1371% | -0.1297%
575 | 135697.2009 | 3521.9464 | 139219.1473 | 135920.1658 | 99.84% | -222.9649 | 302.761 | 0.10637 | 14.44% | 8.698% | -0.1886% | -0.1786% | 14995.5942 | 4493.7071 | 140190.908 | 133940.1658 | 134707.2009 | -990 | 100.6% | 767.0351 | 0.080322 | 15.29% | 9.5% | 0.656% | 0.6235%
576 | 128311.866 | 5320.2254 | 133632.0914 | 127126.8046 | 100.9% | 1185.0614 | 182.3444 | 0.069373 | 15.7% | 9.891% | 1.068% | 1.015% | 8539.8845 | 1000 | 129311.866 | 130681.5053 | 129311.866 | 1000 | 98.95% | -1369.6393 | 0.15089 | 13.43% | 7.735% | -1.202% | -1.141%
577 | 128130.1214 | 5326.8922 | 133457.0136 | 127385.3998 | 100.6% | 744.7216 | 211.5689 | 0.079911 | 15.3% | 9.513% | 0.6697% | 0.6365% | 9894.5466 | 4398.0156 | 132528.137 | 127301.8769 | 128088.3599 | -41.7615 | 100.6% | 786.483 | 0.078771 | 15.34% | 9.549% | 0.7077% | 0.6726%
578 | 138224.1514 | 6369.0014 | 144593.1527 | 136451.1204 | 101.3% | 1773.031 | 154.8143 | 0.059694 | 16.12% | 10.29% | 1.489% | 1.415% | 7810.6615 | 3396.4301 | 141620.5815 | 135663.8153 | 137830.4988 | -393.6526 | 101.6% | 2166.6835 | 0.051846 | 16.46% | 10.62% | 1.83% | 1.739%
579 | 133610.2283 | 5639.1828 | 139249.4111 | 132586.2113 | 100.8% | 1024.017 | 194.3352 | 0.073586 | 15.52% | 9.717% | 0.8848% | 0.8409% | 9477.2863 | 1000 | 134610.2283 | 132399.92 | 133517.0827 | -93.1457 | 100.8% | 1117.1626 | 0.071703 | 15.6% | 9.795% | 0.9667% | 0.9187%
580 | 132775.6504 | 4680.7834 | 137456.4338 | 132131.0074 | 100.5% | 644.643 | 220.5994 | 0.083235 | 15.19% | 9.407% | 0.5588% | 0.5312% | 10690.9328 | 5246.1248 | 138021.7752 | 131919.1275 | 132669.7105 | -105.9399 | 100.6% | 750.583 | 0.080449 | 15.29% | 9.496% | 0.6517% | 0.6195%
581 | 132970.6761 | 4261.8806 | 137232.5568 | 132686.2131 | 100.2% | 284.463 | 246.1209 | 0.092633 | 14.88% | 9.11% | 0.2452% | 0.2334% | 11945.3026 | 1301.0526 | 134271.7287 | 131449.313 | 132352.2261 | -618.4501 | 100.7% | 902.9131 | 0.076397 | 15.42% | 9.624% | 0.7869% | 0.7479%
582 | 131104.0529 | 7020.586 | 138124.639 | 130247.4986 | 100.7% | 856.5544 | 204.7512 | 0.077402 | 15.39% | 9.592% | 0.7534% | 0.716% | 9797.9528 | 1000 | 132104.0529 | 128457.7153 | 130209.1613 | -894.8916 | 101.4% | 1751.446 | 0.058005 | 16.2% | 10.36% | 1.562% | 1.484%
583 | 127373.9517 | 9152.6193 | 136526.571 | 127347.5963 | 100% | 26.3554 | 264.199 | 0.099289 | 14.66% | 8.899% | 0.02321% | 0.02253% | 12283.0074 | 6068.5307 | 133442.4824 | 125399.6708 | 126399.989 | -973.9627 | 100.8% | 1000.3181 | 0.072918 | 15.55% | 9.745% | 0.9139% | 0.8685%
584 | 129491.6316 | 4340.5016 | 133832.1332 | 129512.0965 | 99.98% | -20.4649 | 269.6591 | 0.10055 | 14.61% | 8.859% | -0.01863% | -0.0172% | 12745.2891 | 3211.3212 | 132702.9528 | 127501.0204 | 128486.0935 | -1005.5381 | 100.8% | 985.0731 | 0.073579 | 15.52% | 9.717% | 0.8851% | 0.8412%
585 | 125641.1626 | 6237.0938 | 131878.2564 | 124834.545 | 100.6% | 806.6176 | 205.8177 | 0.077797 | 15.37% | 9.58% | 0.7402% | 0.7035% | 9438.5976 | 3360.6428 | 129001.8054 | 123978.363 | 125213.0716 | -428.091 | 101% | 1234.7086 | 0.067693 | 15.77% | 9.96% | 1.141% | 1.084%
586 | 134204.0459 | 3050.092 | 137254.1378 | 137299.6742 | 97.75% | -3095.6283 | 489.4013 | 0.23829 | 12.05% | 6.421% | -2.585% | -2.455% | 23973.0672 | 1837.2408 | 136041.2867 | 138118.8699 | 136041.2867 | 1837.2408 | 98.5% | -2077.5832 | 0.18069 | 12.91% | 7.238% | -1.725% | -1.638%
587 | 140657.6307 | 1528.8873 | 142186.518 | 143002.6924 | 98.36% | -2345.0616 | 489.4013 | 0.18955 | 12.75% | 7.091% | -1.88% | -1.785% | 25125.8806 | 1332.7062 | 141990.3369 | 144458.5402 | 141990.3369 | 1332.7062 | 98.29% | -2468.2033 | 0.19404 | 12.67% | 7.016% | -1.959% | -1.86%
588 | 128032.0411 | 4990.9441 | 133022.9852 | 127583.461 | 100.4% | 448.5801 | 233.3178 | 0.087918 | 15.04% | 9.259% | 0.4025% | 0.3828% | 10903.3381 | 4319.9741 | 132352.0152 | 126149.5411 | 127315.0811 | -716.9599 | 100.9% | 1165.54 | 0.06959 | 15.69% | 9.882% | 1.059% | 1.006%
589 | 122760.4578 | 7957.5447 | 130718.0025 | 122430.4377 | 100.3% | 330.0201 | 240.9728 | 0.090737 | 14.94% | 9.17% | 0.3085% | 0.2935% | 10797.4064 | 5685.4014 | 128445.8592 | 124821.586 | 125151.606 | 2391.1482 | 100.3% | 330.0201 | 0.090915 | 14.94% | 9.164% | 0.3026% | 0.2879%
590 | 137903.8355 | 3678.0183 | 141581.8538 | 137012.557 | 100.7% | 891.2785 | 205.419 | 0.077647 | 15.38% | 9.584% | 0.7452% | 0.7082% | 10339.7435 | 3059.976 | 140963.8115 | 139083.5114 | 139974.7899 | 2070.9544 | 100.6% | 891.2785 | 0.07798 | 15.37% | 9.574% | 0.7341% | 0.6977%
591 | 136317.4245 | 4280.2446 | 140597.6691 | 136143.6703 | 100.1% | 173.7542 | 254.2196 | 0.095615 | 14.78% | 9.015% | 0.1458% | 0.139% | 12648.9129 | 3929.4299 | 140246.8544 | 138768.4845 | 138942.2387 | 2624.8142 | 100.1% | 173.7542 | 0.095697 | 14.78% | 9.013% | 0.143% | 0.1363%
592 | 137464.4187 | 6847.2804 | 144311.6991 | 135104.8358 | 101.7% | 2359.5829 | 124.4933 | 0.048849 | 16.63% | 10.78% | 2.002% | 1.902% | 6246.3921 | 3140.3508 | 140604.7695 | 135163.7882 | 137523.3711 | 58.9524 | 101.7% | 2359.5829 | 0.048863 | 16.63% | 10.78% | 2.001% | 1.901%
593 | 133625.0667 | 7586.8122 | 141211.8789 | 131755.1486 | 101.4% | 1869.918 | 145.8336 | 0.056534 | 16.26% | 10.42% | 1.626% | 1.545% | 7112.7648 | 4227.7987 | 137852.8653 | 133848.7335 | 135718.6515 | 2093.5848 | 101.4% | 1869.918 | 0.05712 | 16.23% | 10.4% | 1.601% | 1.521%
594 | 129190.0402 | 4430.9875 | 133621.0277 | 128562.8058 | 100.5% | 627.2344 | 220.5994 | 0.083235 | 15.19% | 9.407% | 0.5588% | 0.5312% | 10402.2239 | 1000 | 130190.0402 | 129037.8904 | 129665.1248 | 475.0846 | 100.5% | 627.2344 | 0.083297 | 15.19% | 9.405% | 0.5567% | 0.5292%
595 | 132786.6984 | 4595.9137 | 137382.6121 | 131052.0274 | 101.3% | 1734.671 | 153.0002 | 0.059054 | 16.15% | 10.32% | 1.517% | 1.441% | 7415.4832 | 1004.4371 | 133791.1355 | 130205.8186 | 132363.594 | -423.1044 | 101.7% | 2157.7754 | 0.050486 | 16.53% | 10.68% | 1.899% | 1.804%
596 | 136539.653 | 5199.786 | 141739.439 | 137487.048 | 99.31% | -947.395 | 419.9781 | 0.13225 | 13.84% | 8.126% | -0.7904% | -0.7502% | 20930.437 | 1000 | 137539.653 | 140942.9056 | 137539.653 | 1000 | 97.59% | -3403.2526 | 0.25222 | 11.86% | 6.247% | -2.768% | -2.629%
597 | 130566.2384 | 7440.45 | 138006.6884 | 130758.0207 | 99.85% | -191.7823 | 298.8737 | 0.10552 | 14.46% | 8.717% | -0.1686% | -0.1597% | 14243.3271 | 3209.4339 | 133775.6723 | 134609.966 | 133775.6723 | 3209.4339 | 99.38% | -834.2937 | 0.12883 | 13.92% | 8.201% | -0.711% | -0.6748%
598 | 129365.396 | 5847.0235 | 135212.4195 | 128850.291 | 100.4% | 515.105 | 228.8183 | 0.086263 | 15.09% | 9.311% | 0.4578% | 0.4353% | 10804.4252 | 4466.7509 | 133832.1468 | 130697.0652 | 131212.1702 | 1846.7742 | 100.4% | 515.105 | 0.086457 | 15.08% | 9.305% | 0.4513% | 0.4291%
599 | 130759.3472 | 5350.1692 | 136109.5164 | 130124.4065 | 100.5% | 634.9408 | 220.5894 | 0.083233 | 15.19% | 9.407% | 0.5588% | 0.5313% | 10528.1069 | 3722.1875 | 134481.5347 | 128726.9912 | 130060.6396 | -698.7076 | 101% | 1333.6484 | 0.066636 | 15.82% | 10% | 1.187% | 1.128%
600 | 136578.7202 | 6553.5296 | 143132.2499 | 136610.1521 | 99.98% | -31.4319 | 271.2639 | 0.10079 | 14.61% | 8.851% | -0.02689% | -0.02505% | 13522.8391 | 3169.7552 | 139748.4754 | 132664.8231 | 134606.0557 | -1972.6645 | 101.5% | 1941.2326 | 0.055374 | 16.31% | 10.47% | 1.677% | 1.593%
601 | 133117.2347 | 5666.0314 | 138783.2661 | 132813.8222 | 100.2% | 303.4126 | 244.8103 | 0.09215 | 14.89% | 9.125% | 0.2614% | 0.2487% | 11894.7915 | 5334.5877 | 138451.8224 | 136482.7668 | 136786.1794 | 3668.9447 | 100.2% | 303.4126 | 0.092361 | 14.89% | 9.118% | 0.2543% | 0.242%
602 | 125823.935 | 9611.3065 | 135435.2415 | 124381.6546 | 101.2% | 1442.2804 | 165.3 | 0.063379 | 15.96% | 10.14% | 1.329% | 1.262% | 7591.5255 | 6064.5139 | 131888.4488 | 126251.5233 | 127693.8037 | 1869.8687 | 101.1% | 1442.2804 | 0.063832 | 15.94% | 10.12% | 1.309% | 1.244%
603 | 128947.2373 | 8356.373 | 137303.6103 | 128600.5851 | 100.3% | 346.6521 | 240.9728 | 0.090737 | 14.94% | 9.17% | 0.3085% | 0.2935% | 11341.5651 | 1000 | 129947.2373 | 127739.3665 | 128516.6279 | -430.6093 | 100.6% | 777.2615 | 0.079091 | 15.33% | 9.539% | 0.697% | 0.6625%
604 | 127182.674 | 7199.0193 | 134381.6933 | 125691.2268 | 101.2% | 1491.4472 | 163.2748 | 0.062667 | 15.99% | 10.17% | 1.36% | 1.292% | 7579.4908 | 4251.3033 | 131433.9773 | 126431.2332 | 127922.6804 | 740.0065 | 101.2% | 1491.4472 | 0.06285 | 15.99% | 10.16% | 1.352% | 1.284%
605 | 144061.3024 | 3036.8258 | 147098.1283 | 144473.6024 | 99.71% | -412.2999 | 329.8525 | 0.11235 | 14.31% | 8.565% | -0.3277% | -0.3107% | 17344.4279 | 1000 | 145061.3024 | 141623.5993 | 142636.3009 | -1425.0015 | 100.7% | 1012.7016 | 0.075429 | 15.45% | 9.655% | 0.8192% | 0.7785%
606 | 136502.5626 | 1076.2657 | 137578.8284 | 137118.4885 | 99.55% | -615.9258 | 366.423 | 0.12042 | 14.12% | 8.387% | -0.5154% | -0.4891% | 18256.4545 | 1000 | 137502.5626 | 135344.9292 | 135615.783 | -886.7796 | 100.2% | 270.8538 | 0.093123 | 14.86% | 9.094% | 0.2289% | 0.2179%
607 | 134439.7162 | 3002.2678 | 137441.9841 | 134905.9415 | 99.65% | -466.2253 | 343.2886 | 0.11532 | 14.24% | 8.5% | -0.3967% | -0.3763% | 16845.3424 | 2112.4318 | 136552.148 | 135891.3614 | 135891.3614 | 1451.6451 | 100% | 0 | 0.1 | 14.63% | 8.876% | -0.0005144% | 0%
608 | 133457.8901 | 4337.1607 | 137795.0508 | 132809.9347 | 100.5% | 647.9554 | 220.5994 | 0.083235 | 15.19% | 9.407% | 0.5588% | 0.5312% | 10745.866 | 3063.4529 | 136521.343 | 131933.8663 | 133019.8559 | -438.0342 | 100.8% | 1085.9896 | 0.072247 | 15.58% | 9.772% | 0.9431% | 0.8962%
609 | 132230.901 | 4238.1699 | 136469.0709 | 130574.7255 | 101.3% | 1656.1755 | 157.1437 | 0.060511 | 16.09% | 10.26% | 1.453% | 1.381% | 7584.4284 | 4878.7455 | 137109.6464 | 130981.824 | 132637.9995 | 407.0985 | 101.3% | 1656.1755 | 0.060615 | 16.08% | 10.25% | 1.449% | 1.377%
610 | 133681.1939 | 4284.6537 | 137965.8476 | 135452.1519 | 98.69% | -1770.958 | 489.4013 | 0.16784 | 13.13% | 7.453% | -1.499% | -1.423% | 23879.6694 | 1012.6031 | 134693.7971 | 135679.3213 | 134693.7971 | 1012.6031 | 99.27% | -985.5242 | 0.13408 | 13.8% | 8.085% | -0.8332% | -0.7908%
611 | 126264.5682 | 7941.815 | 134206.3832 | 126358.0777 | 99.93% | -93.5095 | 282.6567 | 0.10255 | 14.55% | 8.796% | -0.08535% | -0.08057% | 13026.6756 | 2799.1882 | 129063.7564 | 126296.1034 | 126233.5811 | -30.9871 | 99.95% | -62.5224 | 0.10171 | 14.58% | 8.822% | -0.05726% | -0.0539%
612 | 130265.7772 | 6921.2728 | 137187.05 | 129363.0918 | 100.7% | 902.6854 | 201.0034 | 0.076022 | 15.43% | 9.636% | 0.7994% | 0.7597% | 9557.1103 | 7540.2011 | 137805.9783 | 127942.9254 | 129555.694 | -710.0832 | 101.3% | 1612.7686 | 0.060718 | 16.08% | 10.25% | 1.444% | 1.372%
613 | 133572.2151 | 3838.282 | 137410.4971 | 134011.4633 | 99.67% | -439.2482 | 339.3116 | 0.11444 | 14.26% | 8.519% | -0.3762% | -0.3569% | 16542.7497 | 1000 | 134572.2151 | 136654.7675 | 134572.2151 | 1000 | 98.48% | -2082.5524 | 0.18198 | 12.89% | 7.217% | -1.747% | -1.659%
614 | 132025.7439 | 3409.1069 | 135434.8508 | 132942.1539 | 99.31% | -916.41 | 420.0379 | 0.13226 | 13.84% | 8.126% | -0.7907% | -0.7505% | 20241.3728 | 1760.6118 | 133786.3557 | 135617.1564 | 133786.3557 | 1760.6118 | 98.65% | -1830.8007 | 0.17062 | 13.09% | 7.406% | -1.548% | -1.47%
615 | 126771.8907 | 5245.8503 | 132017.741 | 126482.941 | 100.2% | 288.9497 | 244.8103 | 0.09215 | 14.89% | 9.125% | 0.2614% | 0.2487% | 11327.7985 | 2995.9503 | 129767.8409 | 129931.8921 | 129767.8409 | 2995.9503 | 99.87% | -164.0511 | 0.10451 | 14.49% | 8.739% | -0.1452% | -0.1375%
616 | 148030.2439 | 2215.9764 | 150246.2204 | 148832.1609 | 99.46% | -801.917 | 386.4277 | 0.12484 | 14.02% | 8.29% | -0.6182% | -0.5866% | 20879.0895 | 2805.8962 | 150836.1401 | 146031.3877 | 146629.8573 | -1400.3866 | 100.4% | 598.4696 | 0.085918 | 15.1% | 9.322% | 0.4693% | 0.4462%
617 | 131342.7588 | 7279.5578 | 138622.3165 | 131129.2455 | 100.2% | 213.5133 | 250.9303 | 0.094405 | 14.82% | 9.053% | 0.1861% | 0.1773% | 12029.6257 | 4616.8793 | 135959.638 | 131110.8607 | 131333.5663 | -9.1924 | 100.2% | 222.7057 | 0.094163 | 14.83% | 9.061% | 0.1942% | 0.1849%
618 | 132997.2603 | 8200.7751 | 141198.0354 | 131432.9306 | 101.2% | 1564.3297 | 163.0075 | 0.062571 | 16% | 10.17% | 1.364% | 1.296% | 7913.0369 | 3137.9599 | 136135.2202 | 131269.0524 | 132915.3212 | -81.9391 | 101.3% | 1646.2688 | 0.060887 | 16.07% | 10.24% | 1.437% | 1.365%
619 | 136202.1298 | 4978.8043 | 141180.9341 | 136028.5225 | 100.1% | 173.6073 | 254.2196 | 0.095615 | 14.78% | 9.015% | 0.1458% | 0.139% | 12638.2147 | 1000 | 137202.1298 | 140493.2779 | 137202.1298 | 1000 | 97.66% | -3291.1481 | 0.24594 | 11.95% | 6.326% | -2.686% | -2.55%
620 | 132382.6051 | 3880.5122 | 136263.1173 | 132391.8447 | 99.99% | -9.2397 | 267.6856 | 0.10024 | 14.62% | 8.869% | -0.008515% | -0.007598% | 12934.4735 | 1432.5116 | 133815.1167 | 134821.9508 | 133815.1167 | 1432.5116 | 99.25% | -1006.8341 | 0.13509 | 13.78% | 8.063% | -0.8566% | -0.8131%
621 | 132533.1945 | 3743.7363 | 136276.9308 | 132992.8081 | 99.65% | -459.6136 | 343.2886 | 0.11532 | 14.24% | 8.5% | -0.3967% | -0.3763% | 16606.4546 | 1994.2076 | 134527.4021 | 132986.9052 | 132530.243 | -2.9515 | 99.66% | -456.6622 | 0.11521 | 14.24% | 8.502% | -0.3942% | -0.3739%
622 | 137742.1135 | 4919.3612 | 142661.4747 | 136659.165 | 100.8% | 1082.9486 | 192.8255 | 0.073056 | 15.54% | 9.739% | 0.9079% | 0.8628% | 9694.4676 | 3299.0136 | 141041.1272 | 139959.55 | 141041.1272 | 3299.0136 | 100.8% | 1081.5772 | 0.073575 | 15.52% | 9.718% | 0.8853% | 0.8414%
623 | 140374.737 | 4499.1903 | 144873.9273 | 140494.4779 | 99.91% | -119.7409 | 285.1585 | 0.10294 | 14.54% | 8.783% | -0.09821% | -0.09279% | 14610.6029 | 6507.1068 | 146881.8438 | 141539.1231 | 141539.1231 | 1164.386 | 100% | 0 | 0.1 | 14.63% | 8.876% | -0.0005144% | 0%
624 | 135938.3697 | 7045.9809 | 142984.3507 | 135611.5736 | 100.2% | 326.7961 | 243.6341 | 0.091719 | 14.91% | 9.139% | 0.2757% | 0.2624% | 12088.5182 | 5736.0762 | 141674.4459 | 134282.7244 | 135273.9451 | -664.4246 | 100.7% | 991.2207 | 0.074635 | 15.48% | 9.68% | 0.8457% | 0.8037%
625 | 131087.5024 | 7025.4435 | 138112.9458 | 131280.0503 | 99.85% | -192.548 | 298.8737 | 0.10552 | 14.46% | 8.717% | -0.1686% | -0.1597% | 14300.1912 | 6040.5264 | 137128.0287 | 129345.2595 | 130120.1069 | -967.3954 | 100.6% | 774.8474 | 0.079415 | 15.32% | 9.528% | 0.6862% | 0.6522%
626 | 135269.3978 | 4203.5988 | 139472.9965 | 135377.1961 | 99.92% | -107.7983 | 283.9126 | 0.10275 | 14.54% | 8.789% | -0.09179% | -0.0867% | 14017.7089 | 1542.4399 | 136811.8377 | 138146.9311 | 136811.8377 | 1542.4399 | 99.03% | -1335.0934 | 0.14591 | 13.52% | 7.824% | -1.108% | -1.052%
627 | 125020.8979 | 6126.6894 | 131147.5873 | 124218.2624 | 100.6% | 802.6355 | 205.8177 | 0.077797 | 15.37% | 9.58% | 0.7402% | 0.7035% | 9392.0012 | 3380.2677 | 128401.1657 | 125399.5496 | 126202.1851 | 1181.2872 | 100.6% | 802.6355 | 0.078006 | 15.37% | 9.573% | 0.7332% | 0.6969%
628 | 140699.226 | 4019.9779 | 144719.2039 | 141640.765 | 99.34% | -941.539 | 414.5458 | 0.13105 | 13.87% | 8.152% | -0.7625% | -0.7237% | 21289.0916 | 1000 | 141699.226 | 141463.0525 | 140610.3697 | -88.8563 | 99.4% | -852.6827 | 0.12799 | 13.94% | 8.22% | -0.6915% | -0.6563%
629 | 137091.2727 | 3787.0517 | 140878.3245 | 137557.4491 | 99.66% | -466.1763 | 341.7935 | 0.11499 | 14.24% | 8.507% | -0.389% | -0.369% | 17102.7702 | 1000 | 138091.2727 | 139040.342 | 138091.2727 | 1000 | 99.32% | -949.0692 | 0.13193 | 13.85% | 8.133% | -0.783% | -0.7432%
630 | 133252.2093 | 4867.8152 | 138120.0245 | 132785.3395 | 100.4% | 466.8697 | 233.3178 | 0.087918 | 15.04% | 9.259% | 0.4025% | 0.3828% | 11347.8929 | 3412.3002 | 136664.5095 | 137271.639 | 136664.5095 | 3412.3002 | 99.56% | -607.1295 | 0.12008 | 14.13% | 8.395% | -0.5075% | -0.4815%
631 | 133606.7088 | 3839.5383 | 137446.2471 | 133569.9697 | 100% | 36.7391 | 263.5591 | 0.099055 | 14.66% | 8.906% | 0.03102% | 0.02995% | 12852.8391 | 3140.3953 | 136747.1041 | 133885.3973 | 133922.1364 | 315.4276 | 100% | 36.7391 | 0.099057 | 14.66% | 8.906% | 0.03094% | 0.02988%
632 | 128217.9793 | 6495.2135 | 134713.1928 | 126836.7658 | 101.1% | 1381.2134 | 170.5927 | 0.06524 | 15.88% | 10.06% | 1.248% | 1.186% | 7983.6655 | 3559.5474 | 131777.5267 | 129042.8492 | 130424.0627 | 2206.0834 | 101.1% | 1381.2134 | 0.065731 | 15.86% | 10.04% | 1.226% | 1.165%
633 | 143857.3923 | 1349.3034 | 145206.6957 | 144475.9707 | 99.57% | -618.5784 | 361.7284 | 0.11939 | 14.14% | 8.41% | -0.4913% | -0.4662% | 18993.6146 | 1000 | 144857.3923 | 144859.7078 | 144857.3923 | 1000 | 100% | -2.3155 | 0.10006 | 14.63% | 8.874% | -0.002347% | -0.00174%
634 | 139824.0142 | 4302.2774 | 144126.2916 | 139361.9401 | 100.3% | 462.0741 | 235.1843 | 0.088607 | 15.01% | 9.237% | 0.3796% | 0.361% | 12002.8082 | 5452.5637 | 145276.5779 | 138555.3001 | 139420.6942 | -403.32 | 100.6% | 865.3941 | 0.078538 | 15.35% | 9.556% | 0.7155% | 0.68%
635 | 135512.8591 | 3428.1588 | 138941.0179 | 135982.806 | 99.65% | -469.9469 | 343.2886 | 0.11532 | 14.24% | 8.5% | -0.3967% | -0.3763% | 16979.8076 | 4326.5196 | 139839.3787 | 135456.3375 | 135249.6249 | -263.2342 | 99.85% | -206.7126 | 0.10581 | 14.46% | 8.71% | -0.1754% | -0.1662%
636 | 135155.3946 | 3886.1276 | 139041.5221 | 134499.1976 | 100.5% | 656.197 | 220.5994 | 0.083235 | 15.19% | 9.407% | 0.5588% | 0.5312% | 10882.5469 | 1894.0919 | 137049.4865 | 133820.9388 | 134816.2652 | -339.1294 | 100.7% | 995.3264 | 0.074442 | 15.49% | 9.686% | 0.8521% | 0.8098%
637 | 133260.6962 | 4271.1762 | 137531.8723 | 132424.3144 | 100.6% | 836.3818 | 207.1812 | 0.078297 | 15.36% | 9.564% | 0.7235% | 0.6877% | 10077.327 | 1000 | 134260.6962 | 129866.2059 | 131981.6419 | -1279.0542 | 101.6% | 2115.436 | 0.051007 | 16.5% | 10.65% | 1.867% | 1.774%
638 | 129952.495 | 4682.2723 | 134634.7673 | 130854.1843 | 99.31% | -901.6893 | 419.9781 | 0.13225 | 13.84% | 8.126% | -0.7904% | -0.7502% | 19920.6783 | 1000 | 130952.495 | 130509.3804 | 129780.093 | -172.402 | 99.44% | -729.2874 | 0.12583 | 13.99% | 8.268% | -0.6411% | -0.6084%
639 | 138332.7674 | 4797.6682 | 143130.4357 | 139111.9953 | 99.44% | -779.2279 | 391.1921 | 0.12589 | 13.99% | 8.266% | -0.6426% | -0.6099% | 19751.8616 | 4173.5919 | 142506.3594 | 138124.5392 | 137839.0394 | -493.7281 | 99.79% | -285.4998 | 0.10847 | 14.4% | 8.651% | -0.2375% | -0.225%
640 | 132636.951 | 5994.8904 | 138631.8415 | 132015.3749 | 100.5% | 621.5761 | 222.1853 | 0.083821 | 15.17% | 9.389% | 0.5392% | 0.5126% | 10756.5452 | 5427.9912 | 138064.9422 | 130432.7891 | 131845.6581 | -791.2929 | 101.1% | 1412.869 | 0.065392 | 15.87% | 10.06% | 1.241% | 1.179%
641 | 134952.0731 | 5492.2355 | 140444.3087 | 134385.5096 | 100.4% | 566.5636 | 226.7812 | 0.085513 | 15.12% | 9.335% | 0.4828% | 0.459% | 11170.6755 | 2346.4549 | 137298.528 | 130315.1474 | 132916.8921 | -2035.1811 | 102% | 2601.7447 | 0.044265 | 16.92% | 11.05% | 2.288% | 2.174%
642 | 135756.7836 | 4681.2684 | 140438.052 | 135957.7794 | 99.85% | -200.9958 | 299.1428 | 0.10557 | 14.46% | 8.715% | -0.17% | -0.161% | 14822.8932 | 3731.6021 | 139488.3857 | 135359.3025 | 135457.5452 | -299.2384 | 100.1% | 98.2426 | 0.097506 | 14.72% | 8.955% | 0.08269% | 0.07902%
643 | 126469.3174 | 8433.4598 | 134902.7772 | 125767.6553 | 100.6% | 701.6621 | 214.0607 | 0.080829 | 15.27% | 9.484% | 0.639% | 0.6074% | 9881.3225 | 4021.1873 | 130490.5047 | 125374.6804 | 126272.83 | -196.4874 | 100.7% | 898.1495 | 0.075384 | 15.45% | 9.656% | 0.8207% | 0.78%
644 | 125615.4481 | 8293.0794 | 133908.5274 | 124495.0318 | 100.9% | 1120.4162 | 184.7664 | 0.070222 | 15.66% | 9.856% | 1.031% | 0.9799% | 8471.4744 | 4363.7562 | 129979.2042 | 124713.693 | 125834.1092 | 218.6612 | 100.9% | 1120.4162 | 0.070264 | 15.66% | 9.854% | 1.029% | 0.9781%
645 | 132806.8232 | 5281.4962 | 138088.3195 | 132699.831 | 100.1% | 106.9923 | 258.6052 | 0.097229 | 14.73% | 8.964% | 0.09191% | 0.08778% | 12535.757 | 1126.2413 | 133933.0646 | 132607.3093 | 132760.5624 | -46.2608 | 100.1% | 153.2531 | 0.096029 | 14.77% | 9.002% | 0.132% | 0.1258%
646 | 142192.9909 | 2034.1446 | 144227.1355 | 141805.8833 | 100.3% | 387.1076 | 240.6539 | 0.09062 | 14.95% | 9.173% | 0.3124% | 0.2972% | 12490.0424 | 1000 | 143192.9909 | 143488.3505 | 143192.9909 | 1000 | 99.79% | -295.3596 | 0.10843 | 14.4% | 8.652% | -0.2365% | -0.2241%
647 | 138946.6288 | 3012.7281 | 141959.3568 | 139344.2906 | 99.71% | -397.6619 | 329.8525 | 0.11235 | 14.31% | 8.565% | -0.3277% | -0.3107% | 16728.6408 | 2586.839 | 141533.4677 | 138878.0772 | 138713.522 | -233.1067 | 99.88% | -164.5551 | 0.10413 | 14.5% | 8.747% | -0.1363% | -0.129%
648 | 138884.765 | 6510.2234 | 145394.9883 | 136586.6932 | 101.7% | 2298.0717 | 127.5487 | 0.050023 | 16.56% | 10.71% | 1.928% | 1.832% | 6465.8176 | 5699.9284 | 144584.6934 | 139666.3257 | 141964.3975 | 3079.6325 | 101.6% | 2298.0717 | 0.050703 | 16.52% | 10.67% | 1.886% | 1.791%
649 | 131955.3121 | 5997.9687 | 137953.2809 | 130862.7648 | 100.8% | 1092.5473 | 189.644 | 0.071938 | 15.59% | 9.785% | 0.9565% | 0.909% | 9133.9524 | 3195.5599 | 135150.872 | 130415.197 | 131731.5282 | -223.7839 | 101% | 1316.3312 | 0.067339 | 15.79% | 9.975% | 1.157% | 1.099%
650 | 135029.0164 | 3830.6104 | 138859.6268 | 134546.0557 | 100.4% | 482.9607 | 232.6277 | 0.087666 | 15.04% | 9.267% | 0.411% | 0.3908% | 11465.192 | 1000 | 136029.0164 | 134770.1092 | 135253.0699 | 224.0535 | 100.4% | 482.9607 | 0.087686 | 15.04% | 9.266% | 0.4103% | 0.3902%
651 | 129543.2903 | 4670.6133 | 134213.9036 | 127850.9899 | 101.3% | 1692.3005 | 153.0002 | 0.059054 | 16.15% | 10.32% | 1.517% | 1.441% | 7234.3548 | 4191.2271 | 133734.5175 | 126032.8924 | 128634.2416 | -909.0487 | 102.1% | 2601.3492 | 0.043027 | 17% | 11.12% | 2.366% | 2.247%
652 | 132360.0251 | 6046.2076 | 138406.2327 | 132041.8313 | 100.2% | 318.1938 | 243.6341 | 0.091719 | 14.91% | 9.139% | 0.2757% | 0.2624% | 11770.3086 | 3302.0065 | 135662.0315 | 132844.3439 | 133162.5376 | 802.5126 | 100.2% | 318.1938 | 0.091769 | 14.91% | 9.137% | 0.2741% | 0.2608%
653 | 130067.7989 | 7140.6425 | 137208.4415 | 130258.8491 | 99.85% | -191.0502 | 298.8737 | 0.10552 | 14.46% | 8.717% | -0.1686% | -0.1597% | 14188.9529 | 3655.6116 | 133723.4105 | 129575.4351 | 129726.0919 | -341.707 | 100.1% | 150.6568 | 0.096005 | 14.77% | 9.003% | 0.1328% | 0.1266%
654 | 134602.4665 | 4072.0909 | 138674.5574 | 134709.7333 | 99.92% | -107.2668 | 283.9126 | 0.10275 | 14.54% | 8.789% | -0.09179% | -0.0867% | 13948.5961 | 3376.8929 | 137979.3593 | 134698.789 | 134596.9943 | -5.4721 | 99.92% | -101.7947 | 0.10261 | 14.55% | 8.794% | -0.08714% | -0.08228%
655 | 131046.1682 | 5691.0095 | 136737.1777 | 130409.8347 | 100.5% | 636.3335 | 220.5894 | 0.083233 | 15.19% | 9.407% | 0.5588% | 0.5313% | 10551.2003 | 3768.0173 | 134814.1855 | 127918.5058 | 129800.5037 | -1245.6645 | 101.5% | 1881.998 | 0.055163 | 16.32% | 10.48% | 1.686% | 1.602%
656 | 127837.2377 | 8444.0635 | 136281.3011 | 127669.9134 | 100.1% | 167.3243 | 253.9006 | 0.095496 | 14.78% | 9.019% | 0.1497% | 0.1427% | 11847.1524 | 3931.2357 | 131768.4734 | 127178.2813 | 127591.4216 | -245.816 | 100.3% | 413.1403 | 0.088837 | 15.01% | 9.23% | 0.3719% | 0.3537%
657 | 132642.9909 | 4421.433 | 137064.4239 | 132740.5402 | 99.93% | -97.5493 | 282.5371 | 0.10254 | 14.55% | 8.796% | -0.08476% | -0.08001% | 13678.9446 | 3036.5924 | 135679.5833 | 134701.1026 | 134701.1026 | 2058.1117 | 100% | 0 | 0.1 | 14.63% | 8.876% | -0.0005144% | 0%
658 | 129971.57 | 7602.5116 | 137574.0815 | 128959.8136 | 100.8% | 1011.7564 | 193.4182 | 0.073264 | 15.53% | 9.73% | 0.8988% | 0.8542% | 9175.6854 | 3378.0417 | 133349.6117 | 126774.7715 | 128879.049 | -1092.521 | 101.7% | 2104.2774 | 0.050438 | 16.54% | 10.68% | 1.902% | 1.807%
659 | 132013.453 | 4135.9921 | 136149.4451 | 131977.152 | 100% | 36.301 | 263.5591 | 0.099055 | 14.66% | 8.906% | 0.03102% | 0.02995% | 12699.5694 | 1000 | 133013.453 | 128503.1841 | 130276.469 | -1736.984 | 101.4% | 1773.2849 | 0.05757 | 16.21% | 10.38% | 1.581% | 1.502%
660 | 130804.6063 | 7798.1271 | 138602.7334 | 129266.0669 | 101.2% | 1538.5394 | 163.0075 | 0.062571 | 16% | 10.17% | 1.364% | 1.296% | 7782.5789 | 4739.414 | 135544.0203 | 128712.4753 | 130527.8105 | -276.7958 | 101.4% | 1815.3352 | 0.056768 | 16.25% | 10.41% | 1.616% | 1.536%
661 | 125107.1288 | 7749.1933 | 132856.3222 | 123588.0054 | 101.2% | 1519.1235 | 160.0771 | 0.061544 | 16.04% | 10.21% | 1.409% | 1.338% | 7309.7765 | 1000 | 126107.1288 | 127145.0069 | 126107.1288 | 1000 | 99.18% | -1037.8781 | 0.13852 | 13.7% | 7.987% | -0.9363% | -0.8888%
662 | 132677.5329 | 5142.54 | 137820.0729 | 131348.2071 | 101% | 1329.3258 | 176.3601 | 0.067267 | 15.79% | 9.978% | 1.16% | 1.102% | 8540.6437 | 3502.0919 | 136179.6248 | 131943.7445 | 133273.0703 | 595.5374 | 101% | 1329.3258 | 0.067388 | 15.79% | 9.973% | 1.154% | 1.097%
663 | 133283.0766 | 5800.8936 | 139083.9702 | 132261.567 | 100.8% | 1021.5096 | 194.3352 | 0.073586 | 15.52% | 9.717% | 0.8848% | 0.8409% | 9454.0807 | 1998.3384 | 135281.415 | 130551.1862 | 132427.8862 | -855.1904 | 101.4% | 1876.7 | 0.056052 | 16.28% | 10.44% | 1.647% | 1.565%
664 | 124600.7682 | 6280.6436 | 130881.4117 | 122778.1916 | 101.5% | 1822.5766 | 140.9396 | 0.054816 | 16.33% | 10.49% | 1.701% | 1.616% | 6409.8318 | 3881.6763 | 128482.4445 | 123776.8388 | 125599.4154 | 998.6473 | 101.5% | 1822.5766 | 0.055131 | 16.32% | 10.48% | 1.687% | 1.603%
665 | 125884.828 | 4034.7701 | 129919.5981 | 124329.5307 | 101.3% | 1555.2973 | 158.4502 | 0.06097 | 16.07% | 10.24% | 1.433% | 1.362% | 7280.464 | 4019.1017 | 129903.9297 | 124819.9045 | 126375.2018 | 490.3739 | 101.2% | 1555.2973 | 0.0611 | 16.06% | 10.23% | 1.428% | 1.357%
666 | 125208.819 | 4846.793 | 130055.612 | 125945.6768 | 99.41% | -736.8577 | 396.754 | 0.12712 | 13.96% | 8.239% | -0.6712% | -0.637% | 18132.1394 | 3094.8823 | 128303.7013 | 125677.8937 | 125074.9275 | -133.8915 | 99.52% | -602.9662 | 0.12193 | 14.08% | 8.354% | -0.5505% | -0.5224%
667 | 131995.6963 | 7816.9527 | 139812.649 | 132093.4502 | 99.93% | -97.7539 | 282.6567 | 0.10255 | 14.55% | 8.796% | -0.08535% | -0.08057% | 13617.9543 | 5737.3611 | 137733.0574 | 129830.0273 | 130863.9848 | -1131.7115 | 100.8% | 1033.9576 | 0.072952 | 15.55% | 9.743% | 0.9124% | 0.8671%
668 | 130308.8227 | 6447.502 | 136756.3247 | 129662.1135 | 100.5% | 646.7092 | 219.5827 | 0.082861 | 15.2% | 9.419% | 0.5712% | 0.543% | 10443.9509 | 2107.895 | 132416.7177 | 131170.7228 | 131817.432 | 1508.6093 | 100.5% | 646.7092 | 0.083058 | 15.2% | 9.413% | 0.5647% | 0.5368%
669 | 131472.3796 | 4095.9204 | 135568.3 | 131317.8251 | 100.1% | 154.5545 | 255.1465 | 0.095956 | 14.77% | 9.004% | 0.1344% | 0.1281% | 12243.8235 | 4639.415 | 136111.7946 | 133408.3267 | 133562.8812 | 2090.5016 | 100.1% | 154.5545 | 0.096019 | 14.77% | 9.002% | 0.1323% | 0.1261%
670 | 135078.9604 | 3859.3989 | 138938.3592 | 135424.1657 | 99.75% | -345.2054 | 323.0447 | 0.11085 | 14.34% | 8.599% | -0.2927% | -0.2775% | 15927.3397 | 4316.7838 | 139395.7442 | 132378.5549 | 133556.155 | -1522.8054 | 100.9% | 1177.6001 | 0.070496 | 15.65% | 9.845% | 1.019% | 0.9685%
671 | 132633.6604 | 3209.5797 | 135843.2401 | 133101.1771 | 99.65% | -467.5167 | 344.5545 | 0.1156 | 14.23% | 8.494% | -0.4032% | -0.3824% | 16680.3251 | 1830.9463 | 134464.6066 | 133575.7721 | 133575.7721 | 942.1118 | 100% | 0 | 0.1 | 14.63% | 8.876% | -0.0005144% | 0%
672 | 124313.6807 | 4449.6456 | 128763.3263 | 123878.1284 | 100.4% | 435.5522 | 233.3178 | 0.087918 | 15.04% | 9.259% | 0.4025% | 0.3828% | 10586.6788 | 5922.839 | 130236.5197 | 121342.3043 | 123045.7686 | -1267.9121 | 101.4% | 1703.4643 | 0.05694 | 16.24% | 10.4% | 1.609% | 1.528%
673 | 127523.9119 | 8763.0029 | 136286.9147 | 127116.2553 | 100.3% | 407.6566 | 236.1984 | 0.08898 | 15% | 9.225% | 0.3671% | 0.3492% | 10994.1459 | 4283.2785 | 131807.1904 | 126349.568 | 127140.5682 | -383.3436 | 100.6% | 791.0002 | 0.078488 | 15.35% | 9.558% | 0.7171% | 0.6816%
674 | 126990.0929 | 7808.2776 | 134798.3704 | 125496.4202 | 101.2% | 1493.6727 | 163.0075 | 0.062571 | 16% | 10.17% | 1.364% | 1.296% | 7555.624 | 1648.9916 | 128639.0845 | 124264.8907 | 126374.3281 | -615.7647 | 101.7% | 2109.4374 | 0.049747 | 16.58% | 10.72% | 1.945% | 1.848%
675 | 133315.6588 | 4102.0203 | 137417.6791 | 133231.5844 | 100.1% | 84.0744 | 260.2409 | 0.097832 | 14.71% | 8.945% | 0.07182% | 0.06871% | 12663.3769 | 1207.6671 | 134523.3259 | 130938.5541 | 132169.1436 | -1146.5152 | 100.9% | 1230.5896 | 0.069172 | 15.71% | 9.899% | 1.077% | 1.023%
676 | 138040.8277 | 1863.9946 | 139904.8224 | 138663.6945 | 99.55% | -622.8668 | 366.423 | 0.12042 | 14.12% | 8.387% | -0.5154% | -0.4891% | 18462.1888 | 2148.6801 | 140189.5078 | 137820.2959 | 137619.1284 | -421.6993 | 99.85% | -201.1675 | 0.10548 | 14.47% | 8.717% | -0.1678% | -0.1589%
677 | 124960.0454 | 5680.0021 | 130640.0475 | 123527.8297 | 101.2% | 1432.2158 | 165.3117 | 0.063383 | 15.96% | 10.14% | 1.329% | 1.262% | 7539.9364 | 3156.7498 | 128116.7953 | 120762.9892 | 123577.6252 | -1382.4202 | 102.3% | 2814.636 | 0.038136 | 17.3% | 11.41% | 2.671% | 2.538%
678 | 135770.8254 | 4848.958 | 140619.7834 | 134563.6447 | 100.9% | 1207.1807 | 184.9786 | 0.070298 | 15.66% | 9.853% | 1.028% | 0.9767% | 9166.864 | 5332.7899 | 141103.6152 | 134385.8351 | 135681.9206 | -88.9048 | 101% | 1296.0855 | 0.068522 | 15.74% | 9.926% | 1.105% | 1.05%
679 | 132331.5537 | 4245.4082 | 136576.9619 | 130602.8285 | 101.3% | 1728.7252 | 153.0002 | 0.059054 | 16.15% | 10.32% | 1.517% | 1.441% | 7390.0656 | 3253.9538 | 135585.5075 | 136057.1072 | 135585.5075 | 3253.9538 | 99.65% | -471.5997 | 0.11537 | 14.24% | 8.499% | -0.3979% | -0.3774%
680 | 127182.33 | 6288.2978 | 133470.6278 | 126876.5834 | 100.2% | 305.7466 | 243.6341 | 0.091719 | 14.91% | 9.139% | 0.2757% | 0.2624% | 11309.8745 | 1676.0405 | 128858.3705 | 126701.2795 | 127094.6781 | -87.652 | 100.3% | 393.3985 | 0.089331 | 14.99% | 9.214% | 0.3554% | 0.3381%
681 | 128989.0186 | 7795.6368 | 136784.6554 | 129084.5458 | 99.93% | -95.5272 | 282.6567 | 0.10255 | 14.55% | 8.796% | -0.08535% | -0.08057% | 13307.7563 | 3022.5308 | 132011.5494 | 128083.0098 | 128488.2506 | -500.768 | 100.3% | 405.2408 | 0.089128 | 15% | 9.221% | 0.3622% | 0.3445%
682 | 128256.0911 | 5077.5981 | 133333.6892 | 127900.4129 | 100.3% | 355.6782 | 240.1754 | 0.090444 | 14.95% | 9.179% | 0.3183% | 0.3028% | 11243.4465 | 1000 | 129256.0911 | 125796.7773 | 127204.2733 | -1051.8178 | 101.1% | 1407.4959 | 0.064452 | 15.92% | 10.09% | 1.282% | 1.218%
683 | 137040.8418 | 4014.3023 | 141055.144 | 136879.7412 | 100.1% | 161.1006 | 255.1465 | 0.095956 | 14.77% | 9.004% | 0.1344% | 0.1281% | 12762.406 | 2334.3952 | 139375.237 | 139673.4895 | 139375.237 | 2334.3952 | 99.79% | -298.2526 | 0.10881 | 14.39% | 8.644% | -0.2453% | -0.2325%
684 | 136213.7447 | 6004.5028 | 142218.2475 | 136286.7469 | 99.95% | -73.0022 | 278.0916 | 0.10185 | 14.57% | 8.818% | -0.06192% | -0.05832% | 13826.1619 | 3475.2608 | 139689.0055 | 137754.0286 | 137754.0286 | 1540.2839 | 100% | 0 | 0.1 | 14.63% | 8.876% | -0.0005144% | 0%
685 | 127325.4361 | 4624.5111 | 131949.9472 | 127156.4274 | 100.1% | 169.0087 | 253.7212 | 0.095433 | 14.79% | 9.021% | 0.1518% | 0.1447% | 11791.3838 | 1000 | 128325.4361 | 130078.5557 | 128325.4361 | 1000 | 98.65% | -1753.1196 | 0.17047 | 13.09% | 7.409% | -1.545% | -1.467%
686 | 134908.0361 | 3768.3809 | 138676.417 | 134948.4 | 99.97% | -40.3639 | 272.8088 | 0.10103 | 14.6% | 8.844% | -0.0348% | -0.03257% | 13433.4982 | 5081.9109 | 139989.9471 | 136211.053 | 136211.053 | 1303.0168 | 100% | 0 | 0.1 | 14.63% | 8.876% | -0.0005144% | 0%
687 | 130167.025 | 7991.7343 | 138158.7593 | 129887.5932 | 100.2% | 279.4318 | 246.0562 | 0.092608 | 14.88% | 9.11% | 0.2461% | 0.2342% | 11690.3686 | 4042.1881 | 134209.2132 | 128956.3358 | 129701.3963 | -465.6287 | 100.6% | 745.0605 | 0.080147 | 15.3% | 9.505% | 0.6618% | 0.629%
688 | 124774.2981 | 8077.8137 | 132852.1117 | 123160.8165 | 101.3% | 1613.4815 | 154.0169 | 0.059412 | 16.13% | 10.3% | 1.501% | 1.426% | 7014.3323 | 5593.868 | 130368.1661 | 124656.9759 | 126270.4574 | 1496.1593 | 101.3% | 1613.4815 | 0.059827 | 16.12% | 10.29% | 1.483% | 1.409%
689 | 132426.8904 | 5132.8252 | 137559.7156 | 132022.5607 | 100.3% | 404.3297 | 237.5462 | 0.089476 | 14.98% | 9.21% | 0.3506% | 0.3334% | 11481.9882 | 3039.3479 | 135466.2383 | 135769.8974 | 135466.2383 | 3039.3479 | 99.78% | -303.6591 | 0.10931 | 14.38% | 8.633% | -0.2569% | -0.2435%
690 | 133985.4415 | 2887.8314 | 136873.2729 | 134304.3238 | 99.76% | -318.8822 | 319.1375 | 0.10999 | 14.36% | 8.618% | -0.2727% | -0.2585% | 15607.3193 | 2674.9874 | 136660.429 | 132142.173 | 132904.3661 | -1081.0754 | 100.6% | 762.1932 | 0.08018 | 15.29% | 9.504% | 0.6607% | 0.628%
691 | 135601.4931 | 6171.8171 | 141773.3103 | 133972.5096 | 101.2% | 1628.9835 | 161.0738 | 0.061894 | 16.03% | 10.2% | 1.393% | 1.324% | 7972.2761 | 1461.7614 | 137063.2545 | 135221.9265 | 136850.91 | 1249.4168 | 101.2% | 1628.9835 | 0.06219 | 16.01% | 10.19% | 1.38% | 1.312%
692 | 133978.4896 | 1991.8535 | 135970.3431 | 134326.6703 | 99.74% | -348.1807 | 324.0016 | 0.11106 | 14.34% | 8.594% | -0.2976% | -0.2822% | 15844.3749 | 1000 | 134978.4896 | 134416.5951 | 134416.5951 | 438.1055 | 100% | 0 | 0.1 | 14.63% | 8.876% | -0.0005144% | 0%
693 | 133510.8605 | 4630.8184 | 138141.6789 | 131766.7293 | 101.3% | 1744.1312 | 153.0002 | 0.059054 | 16.15% | 10.32% | 1.517% | 1.441% | 7455.9241 | 1211.3833 | 134722.2437 | 131898.8281 | 133642.9593 | 132.0988 | 101.3% | 1744.1312 | 0.059089 | 16.15% | 10.32% | 1.515% | 1.44%
694 | 139751.1898 | 4479.2048 | 144230.3946 | 141843.111 | 98.53% | -2091.9212 | 489.4013 | 0.17877 | 12.94% | 7.27% | -1.691% | -1.606% | 24963.9618 | 1000 | 140751.1898 | 142507.3321 | 140751.1898 | 1000 | 98.77% | -1756.1423 | 0.16293 | 13.22% | 7.534% | -1.413% | -1.342%
695 | 124815.6553 | 6607.8876 | 131423.5429 | 125022.989 | 99.83% | -207.3337 | 303.1597 | 0.10646 | 14.44% | 8.696% | -0.1906% | -0.1806% | 13811.2627 | 2045.4996 | 126861.1549 | 127056.1037 | 126861.1549 | 2045.4996 | 99.85% | -194.9489 | 0.10585 | 14.46% | 8.709% | -0.1764% | -0.1671%
696 | 134042.295 | 5021.2083 | 139063.5032 | 133964.2322 | 100.1% | 78.0628 | 260.6884 | 0.097998 | 14.7% | 8.94% | 0.06628% | 0.06344% | 12754.2956 | 4063.9812 | 138106.2762 | 134156.4273 | 134234.4901 | 192.1951 | 100.1% | 78.0628 | 0.098001 | 14.7% | 8.94% | 0.06619% | 0.06335%
697 | 127182.4917 | 3140.0981 | 130322.5898 | 127650.4989 | 99.63% | -468.0072 | 347.9932 | 0.11636 | 14.21% | 8.477% | -0.4208% | -0.3992% | 16154.4062 | 2458.5788 | 129641.0705 | 127642.0208 | 127178.2526 | -4.2391 | 99.64% | -463.7681 | 0.11619 | 14.22% | 8.481% | -0.417% | -0.3956%
698 | 127174.7005 | 9974.0355 | 137148.736 | 126853.1253 | 100.3% | 321.5752 | 242.4679 | 0.091289 | 14.92% | 9.152% | 0.2901% | 0.276% | 11255.063 | 7532.9941 | 134707.6946 | 124989.8114 | 126243.0436 | -931.657 | 101% | 1253.2322 | 0.067515 | 15.78% | 9.968% | 1.149% | 1.092%
699 | 131460.7677 | 6613.1675 | 138073.9351 | 131024.0651 | 100.3% | 436.7026 | 235.0223 | 0.088547 | 15.01% | 9.239% | 0.3816% | 0.3629% | 11277.116 | 2684.5182 | 134145.2859 | 131665.7056 | 132102.4082 | 641.6405 | 100.3% | 436.7026 | 0.088603 | 15.01% | 9.237% | 0.3797% | 0.3611%
700 | 132838.4956 | 6655.6307 | 139494.1264 | 132070.1883 | 100.6% | 768.3074 | 211.838 | 0.08001 | 15.3% | 9.51% | 0.6664% | 0.6334% | 10271.1884 | 2500.453 | 135338.9486 | 131536.5581 | 132571.6806 | -266.8151 | 100.8% | 1035.1224 | 0.073201 | 15.53% | 9.733% | 0.9016% | 0.8568%
701 | 134746.0039 | 4426.8573 | 139172.8612 | 134708.9516 | 100% | 37.0524 | 263.5591 | 0.099055 | 14.66% | 8.906% | 0.03102% | 0.02995% | 12962.4382 | 5678.417 | 140424.4209 | 138617.4032 | 138654.4556 | 3908.4517 | 100% | 37.0524 | 0.099082 | 14.66% | 8.905% | 0.03013% | 0.0291%
702 | 132779.1599 | 7849.3017 | 140628.4616 | 131217.3956 | 101.2% | 1561.7644 | 163.0075 | 0.062571 | 16% | 10.17% | 1.364% | 1.296% | 7900.0604 | 6795.5206 | 139574.6806 | 133882.1254 | 135443.8898 | 2664.7298 | 101.2% | 1561.7644 | 0.063196 | 15.97% | 10.15% | 1.337% | 1.27%
703 | 134088.4953 | 4784.2849 | 138872.7802 | 133917.5821 | 100.1% | 170.9132 | 254.2196 | 0.095615 | 14.78% | 9.015% | 0.1458% | 0.139% | 12442.0903 | 1000 | 135088.4953 | 134436.17 | 134607.0831 | 518.5878 | 100.1% | 170.9132 | 0.095631 | 14.78% | 9.015% | 0.1452% | 0.1384%
704 | 135988.7238 | 4527.1709 | 140515.8948 | 135215.2908 | 100.6% | 773.433 | 212.745 | 0.080345 | 15.29% | 9.499% | 0.6552% | 0.6228% | 10559.7883 | 1000 | 136988.7238 | 134265.7342 | 135513.9455 | -474.7783 | 100.9% | 1248.2114 | 0.06944 | 15.7% | 9.888% | 1.065% | 1.012%
705 | 135231.5648 | 5173.0525 | 140404.6173 | 134195.1215 | 100.8% | 1036.4433 | 194.3352 | 0.073586 | 15.52% | 9.717% | 0.8848% | 0.8409% | 9592.2915 | 1000 | 136231.5648 | 130326.8791 | 133297.4435 | -1934.1212 | 102.3% | 2970.5645 | 0.039079 | 17.25% | 11.36% | 2.612% | 2.482%
706 | 135949.1804 | 3856.7143 | 139805.8947 | 135761.7571 | 100.1% | 187.4232 | 253.2455 | 0.095256 | 14.79% | 9.026% | 0.1577% | 0.1503% | 12566.4104 | 1000 | 136949.1804 | 134738.5763 | 135437.5899 | -511.5904 | 100.5% | 699.0137 | 0.082173 | 15.23% | 9.441% | 0.5942% | 0.5648%
707 | 131877.4423 | 2504.0021 | 134381.4444 | 133923.814 | 98.47% | -2046.3717 | 489.4013 | 0.18225 | 12.88% | 7.213% | -1.752% | -1.664% | 23557.4626 | 1000 | 132877.4423 | 136906.6959 | 132877.4423 | 1000 | 97.06% | -4029.2535 | 0.30401 | 11.26% | 5.672% | -3.374% | -3.204%
708 | 134694.8618 | 4317.143 | 139012.0048 | 137310.2958 | 98.1% | -2615.434 | 489.4013 | 0.20781 | 12.45% | 6.802% | -2.184% | -2.074% | 24060.7424 | 1372.1999 | 136067.0618 | 136647.5777 | 134363.5028 | -331.3591 | 98.33% | -2284.0749 | 0.19162 | 12.72% | 7.056% | -1.917% | -1.82%
709 | 130479.9357 | 5998.3228 | 136478.2585 | 130925.6686 | 99.66% | -445.7329 | 342.1424 | 0.11507 | 14.24% | 8.506% | -0.3908% | -0.3707% | 16294.5899 | 2485.4773 | 132965.413 | 133420.2782 | 132965.413 | 2485.4773 | 99.66% | -454.8652 | 0.11509 | 14.24% | 8.505% | -0.3913% | -0.3712%
710 | 131144.0718 | 2898.2115 | 134042.2834 | 131749.5286 | 99.54% | -605.4568 | 368.7355 | 0.12094 | 14.11% | 8.376% | -0.5273% | -0.5003% | 17650.4775 | 3447.177 | 134591.2489 | 126818.3659 | 128678.4905 | -2465.5814 | 101.5% | 1860.1246 | 0.055282 | 16.31% | 10.47% | 1.681% | 1.597%
711 | 131397.7158 | 5728.1945 | 137125.9103 | 130759.6753 | 100.5% | 638.0405 | 220.5894 | 0.083233 | 15.19% | 9.407% | 0.5588% | 0.5313% | 10579.5052 | 1867.8446 | 133265.5604 | 125313.3754 | 128674.5659 | -2723.1499 | 102.7% | 3361.1905 | 0.032725 | 17.71% | 11.8% | 3.074% | 2.92%
712 | 130846.6626 | 6972.91 | 137819.5726 | 130822.9442 | 100% | 23.7184 | 264.4362 | 0.099377 | 14.65% | 8.896% | 0.02027% | 0.01974% | 12629.2163 | 6463.3381 | 137310.0007 | 131731.5184 | 131755.2368 | 908.5742 | 100% | 23.7184 | 0.099381 | 14.65% | 8.896% | 0.02013% | 0.0196%
713 | 132602.6838 | 3888.9527 | 136491.6365 | 132717.0113 | 99.91% | -114.3274 | 285.3678 | 0.10297 | 14.53% | 8.782% | -0.09926% | -0.09379% | 13811.7963 | 3949.1534 | 136551.8373 | 133202.7831 | 133202.7831 | 600.0992 | 100% | 0 | 0.1 | 14.63% | 8.876% | -0.0005144% | 0%
714 | 142897.3928 | 780.8601 | 143678.2529 | 145379.3176 | 98.29% | -2481.9248 | 489.4013 | 0.19395 | 12.68% | 7.017% | -1.958% | -1.859% | 25525.9727 | 3186.1569 | 146083.5498 | 146511.8105 | 146083.5498 | 3186.1569 | 99.71% | -428.2608 | 0.11269 | 14.3% | 8.558% | -0.3356% | -0.3183%
715 | 131350.0562 | 5845.1308 | 137195.187 | 131244.2375 | 100.1% | 105.8187 | 258.6052 | 0.097229 | 14.73% | 8.964% | 0.09191% | 0.08778% | 12398.2515 | 4355.2758 | 135705.332 | 129667.9274 | 130561.9011 | -788.1551 | 100.7% | 893.9738 | 0.07631 | 15.42% | 9.627% | 0.7898% | 0.7506%
716 | 138036.6282 | 1319.0784 | 139355.7065 | 137908.7953 | 100.1% | 127.8329 | 257.4789 | 0.096815 | 14.74% | 8.977% | 0.1057% | 0.1009% | 12972.6552 | 1000 | 139036.6282 | 138124.9303 | 138252.7632 | 216.135 | 100.1% | 127.8329 | 0.09682 | 14.74% | 8.977% | 0.1056% | 0.1008%
717 | 142159.6354 | 2689.5541 | 144849.1894 | 142566.4928 | 99.71% | -406.8574 | 329.8525 | 0.11235 | 14.31% | 8.565% | -0.3277% | -0.3107% | 17115.4745 | 3303.5311 | 145463.1665 | 141298.5063 | 141525.6421 | -633.9932 | 100.2% | 227.1358 | 0.094476 | 14.82% | 9.051% | 0.1838% | 0.175%
718 | 143251.0992 | 1634.7509 | 144885.8501 | 143897.4758 | 99.55% | -646.3765 | 366.423 | 0.12042 | 14.12% | 8.387% | -0.5154% | -0.4891% | 19159.0335 | 1540.702 | 144791.8012 | 141629.6037 | 142117.1632 | -1133.936 | 100.3% | 487.5595 | 0.088171 | 15.03% | 9.251% | 0.3941% | 0.3748%
719 | 141409.0298 | 4221.1651 | 145630.1949 | 141472.5485 | 99.96% | -63.5187 | 276.1579 | 0.10155 | 14.58% | 8.827% | -0.05198% | -0.04888% | 14253.6954 | 1150.7414 | 142559.7712 | 142015.16 | 142015.16 | 606.1302 | 100% | 0 | 0.1 | 14.63% | 8.876% | -0.0005144% | 0%
720 | 136352.9674 | 4869.7488 | 141222.7162 | 135552.2474 | 100.6% | 800.72 | 210.997 | 0.079702 | 15.31% | 9.519% | 0.6766% | 0.6431% | 10501.0751 | 3836.6636 | 140189.631 | 135551.8397 | 136352.7636 | -0.20384 | 100.6% | 800.9239 | 0.079697 | 15.31% | 9.52% | 0.6768% | 0.6433%
721 | 138915.6187 | 5469.5383 | 144385.157 | 136545.0406 | 101.7% | 2370.5781 | 124.9917 | 0.049039 | 16.62% | 10.77% | 1.99% | 1.89% | 6337.6043 | 3979.6748 | 142895.2935 | 136783.7211 | 139154.2992 | 238.6804 | 101.7% | 2370.5781 | 0.049095 | 16.62% | 10.76% | 1.986% | 1.887%
722 | 139851.485 | 4482.4194 | 144333.9044 | 141261.3435 | 99% | -1409.8585 | 488.9627 | 0.14763 | 13.49% | 7.79% | -1.145% | -1.087% | 24959.4906 | 5298.23 | 145149.715 | 142472.0838 | 142472.0838 | 2620.5988 | 100% | 0 | 0.1 | 14.63% | 8.876% | -0.0005144% | 0%
723 | 132824.1259 | 5111.112 | 137935.2379 | 133412.5288 | 99.56% | -588.4029 | 364.599 | 0.12002 | 14.13% | 8.396% | -0.5061% | -0.4802% | 17676.0531 | 4168.1474 | 136992.2733 | 135298.5039 | 135298.5039 | 2474.378 | 100% | 0 | 0.1 | 14.63% | 8.876% | -0.0005144% | 0%
724 | 128531.9033 | 6211.0898 | 134742.9931 | 127894.0128 | 100.5% | 637.8905 | 219.5827 | 0.082861 | 15.2% | 9.419% | 0.5712% | 0.543% | 10301.5349 | 3756.0137 | 132287.917 | 125110.6385 | 127140.2161 | -1391.6871 | 101.6% | 2029.5777 | 0.051184 | 16.49% | 10.64% | 1.859% | 1.766%
725 | 128548.9607 | 3773.7608 | 132322.7214 | 128397.8428 | 100.1% | 151.1178 | 255.1465 | 0.095956 | 14.77% | 9.004% | 0.1344% | 0.1281% | 11971.5699 | 1000 | 129548.9607 | 128349.0916 | 128524.5851 | -24.3756 | 100.1% | 175.4934 | 0.095302 | 14.79% | 9.025% | 0.1562% | 0.1489%
726 | 123211.6036 | 9252.1096 | 132463.7132 | 122977.6336 | 100.2% | 233.97 | 248.3687 | 0.093462 | 14.85% | 9.083% | 0.2176% | 0.2071% | 11169.6945 | 5046.1641 | 128257.7677 | 124107.9474 | 124341.9174 | 1130.3138 | 100.2% | 233.97 | 0.093522 | 14.85% | 9.081% | 0.2156% | 0.2053%
727 | 133566.4431 | 7437.8501 | 141004.2931 | 133012.2121 | 100.4% | 554.2309 | 227.2377 | 0.085682 | 15.11% | 9.33% | 0.4771% | 0.4537% | 11078.236 | 6742.8259 | 140309.2689 | 133511.6355 | 134065.8665 | 499.4234 | 100.4% | 554.2309 | 0.085736 | 15.11% | 9.328% | 0.4753% | 0.452%
728 | 126925.4697 | 8133.3918 | 135058.8615 | 125793.3688 | 100.9% | 1132.1009 | 184.7664 | 0.070222 | 15.66% | 9.856% | 1.031% | 0.9799% | 8559.822 | 5617.4033 | 132542.873 | 126270.5239 | 127402.6248 | 477.1551 | 100.9% | 1132.1009 | 0.070312 | 15.66% | 9.852% | 1.027% | 0.9761%
729 | 139126.3658 | 2414.1651 | 141540.5308 | 139599.6272 | 99.66% | -473.2614 | 341.8234 | 0.11499 | 14.24% | 8.507% | -0.3891% | -0.3691% | 17358.176 | 2964.7116 | 142091.0773 | 144819.1915 | 142091.0773 | 2964.7116 | 98.12% | -2728.1142 | 0.20599 | 12.47% | 6.825% | -2.16% | -2.051%
730 | 134852.8453 | 3536.3492 | 138389.1945 | 133981.2855 | 100.7% | 871.5598 | 205.419 | 0.077647 | 15.38% | 9.584% | 0.7452% | 0.7082% | 10110.9866 | 1000 | 135852.8453 | 133685.5808 | 134704.993 | -147.8523 | 100.8% | 1019.4122 | 0.073845 | 15.51% | 9.706% | 0.8736% | 0.8302%
731 | 130270.9915 | 5049.2632 | 135320.2548 | 129665.9052 | 100.5% | 605.0864 | 222.576 | 0.083965 | 15.17% | 9.384% | 0.5344% | 0.5081% | 10583.2479 | 3408.9491 | 133679.9407 | 128601.9561 | 129739.017 | -531.9745 | 100.9% | 1137.0609 | 0.070639 | 15.65% | 9.839% | 1.013% | 0.9627%
732 | 130886.6778 | 6412.9278 | 137299.6056 | 128640.0021 | 101.7% | 2246.6757 | 124.4933 | 0.048849 | 16.63% | 10.78% | 2.002% | 1.902% | 5947.4991 | 1128.6498 | 132015.3276 | 126724.307 | 129928.8302 | -957.8476 | 102.5% | 3204.5233 | 0.03466 | 17.53% | 11.63% | 2.898% | 2.753%
733 | 132004.7234 | 4948.8571 | 136953.5805 | 132028.946 | 99.98% | -24.2226 | 270.2273 | 0.10063 | 14.61% | 8.856% | -0.02155% | -0.01997% | 13020.0158 | 3140.573 | 135145.2963 | 134288.1503 | 134288.1503 | 2283.4269 | 100% | 0 | 0.1 | 14.63% | 8.876% | -0.0005144% | 0%
734 | 138937.4307 | 1943.1808 | 140880.6115 | 139429.0611 | 99.65% | -491.6304 | 344.8535 | 0.11566 | 14.23% | 8.492% | -0.4047% | -0.3839% | 17488.2664 | 1000 | 139937.4307 | 141126.4697 | 139937.4307 | 1000 | 99.16% | -1189.039 | 0.13981 | 13.67% | 7.959% | -0.9663% | -0.9173%
735 | 134300.1601 | 2717.0448 | 137017.2048 | 135290.6994 | 99.27% | -990.5393 | 429.5967 | 0.13437 | 13.79% | 8.079% | -0.8398% | -0.7971% | 21058.6392 | 1000 | 135300.1601 | 132000.9332 | 132655.277 | -1644.8831 | 100.5% | 654.3438 | 0.082966 | 15.2% | 9.416% | 0.5677% | 0.5397%
736 | 129724.7529 | 5896.5797 | 135621.3326 | 129698.2951 | 100% | 26.4578 | 264.2267 | 0.099299 | 14.66% | 8.898% | 0.02287% | 0.02221% | 12511.0102 | 3359.4689 | 133084.2218 | 127192.9652 | 128472.0879 | -1252.665 | 101% | 1279.1228 | 0.067436 | 15.79% | 9.971% | 1.152% | 1.095%
737 | 126493.724 | 9678.6861 | 136172.4101 | 126343.0035 | 100.1% | 150.7206 | 254.997 | 0.095901 | 14.77% | 9.006% | 0.1362% | 0.1299% | 11773.2659 | 5199.946 | 131693.6701 | 122302.1741 | 124473.3094 | -2020.4147 | 101.8% | 2171.1352 | 0.048322 | 16.67% | 10.81% | 2.034% | 1.933%
738 | 139094.3383 | 3025.3663 | 142119.7045 | 140230.2711 | 99.19% | -1135.9328 | 446.9899 | 0.13821 | 13.7% | 7.994% | -0.9291% | -0.8819% | 22693.4217 | 2884.1549 | 141978.4932 | 133740.847 | 135849.6262 | -3244.712 | 101.6% | 2108.7792 | 0.052382 | 16.44% | 10.59% | 1.807% | 1.717%
739 | 135011.3732 | 4682.4754 | 139693.8485 | 134602.9614 | 100.3% | 408.4117 | 237.8111 | 0.089574 | 14.98% | 9.207% | 0.3473% | 0.3304% | 11719.1295 | 1533.5 | 136544.8732 | 135665.5618 | 136073.9736 | 1062.6004 | 100.3% | 408.4117 | 0.089656 | 14.98% | 9.204% | 0.3446% | 0.3278%
740 | 134341.4392 | 3838.3268 | 138179.7661 | 135071.8865 | 99.46% | -730.4473 | 386.8762 | 0.12494 | 14.01% | 8.287% | -0.6204% | -0.5888% | 18970.3307 | 1000 | 135341.4392 | 133090.1012 | 133350.5466 | -990.8927 | 100.2% | 260.4454 | 0.093276 | 14.86% | 9.089% | 0.2238% | 0.2131%
741 | 133603.9097 | 4304.4176 | 137908.3273 | 133719.1004 | 99.91% | -115.1906 | 285.3678 | 0.10297 | 14.53% | 8.782% | -0.09926% | -0.09379% | 13916.0832 | 3420.8213 | 137024.7311 | 139929.9022 | 137024.7311 | 3420.8213 | 97.92% | -2905.1712 | 0.22274 | 12.25% | 6.616% | -2.38% | -2.26%
742 | 123253.4594 | 7108.7927 | 130362.2521 | 122293.9997 | 100.8% | 959.4597 | 193.4182 | 0.073264 | 15.53% | 9.73% | 0.8988% | 0.8542% | 8701.4027 | 2030.8933 | 125284.3527 | 121825.8201 | 123019.3696 | -234.0898 | 101% | 1193.5495 | 0.06812 | 15.76% | 9.943% | 1.123% | 1.067%
743 | 131434.7405 | 4763.4942 | 136198.2348 | 131362.6211 | 100.1% | 72.1194 | 261.0074 | 0.098113 | 14.7% | 8.936% | 0.06242% | 0.05977% | 12521.485 | 2475.2144 | 133909.9549 | 135438.594 | 133909.9549 | 2475.2144 | 98.87% | -1528.6391 | 0.15616 | 13.34% | 7.647% | -1.294% | -1.229%
744 | 132566.0784 | 2555.9766 | 135122.055 | 131962.2759 | 100.5% | 603.8025 | 223.4202 | 0.084277 | 15.16% | 9.374% | 0.524% | 0.4982% | 10810.5466 | 2079.4555 | 134645.5339 | 133371.8878 | 133975.6903 | 1409.6119 | 100.5% | 603.8025 | 0.084444 | 15.15% | 9.369% | 0.5185% | 0.4929%
745 | 128156.8572 | 3873.7893 | 132030.6465 | 128311.4387 | 99.88% | -154.5815 | 293.0328 | 0.10423 | 14.49% | 8.745% | -0.1386% | -0.1312% | 13707.2682 | 3738.446 | 131895.3031 | 130132.7214 | 130132.7214 | 1975.8642 | 100% | 0 | 0.1 | 14.63% | 8.876% | -0.0005144% | 0%
746 | 132938.5248 | 5152.656 | 138091.1808 | 132130.0013 | 100.6% | 808.5235 | 209.0178 | 0.078973 | 15.33% | 9.542% | 0.7009% | 0.6662% | 10142.0788 | 2440.8168 | 135379.3416 | 134133.6053 | 134942.1288 | 2003.604 | 100.6% | 808.5235 | 0.079287 | 15.32% | 9.532% | 0.6905% | 0.6563%
747 | 131687.6913 | 5330.3706 | 137018.0619 | 130678.4091 | 100.8% | 1009.2823 | 194.3352 | 0.073586 | 15.52% | 9.717% | 0.8848% | 0.8409% | 9340.9162 | 1000 | 132687.6913 | 128412.2154 | 130554.5945 | -1133.0969 | 101.7% | 2142.3791 | 0.050282 | 16.55% | 10.69% | 1.912% | 1.816%
748 | 134165.7829 | 2834.4884 | 137000.2712 | 134395.645 | 99.83% | -229.8621 | 304.3159 | 0.10672 | 14.44% | 8.69% | -0.1966% | -0.1862% | 14902.5058 | 1987.9765 | 136153.7594 | 134441.5784 | 134441.5784 | 275.7955 | 100% | 0 | 0.1 | 14.63% | 8.876% | -0.0005144% | 0%
749 | 129836.451 | 5052.7916 | 134889.2426 | 127620.8078 | 101.7% | 2215.6432 | 124.9917 | 0.049039 | 16.62% | 10.77% | 1.99% | 1.89% | 5923.3947 | 2285.3067 | 132121.7577 | 126107.3755 | 129079.7348 | -756.7161 | 102.4% | 2972.3593 | 0.037654 | 17.33% | 11.44% | 2.701% | 2.566%
750 | 138511.7984 | 5985.1111 | 144496.9095 | 138911.923 | 99.71% | -400.1246 | 330.4406 | 0.11248 | 14.3% | 8.563% | -0.3307% | -0.3136% | 16706.0203 | 2741.2004 | 141252.9987 | 137207.2489 | 137659.4613 | -852.337 | 100.3% | 452.2124 | 0.088675 | 15.01% | 9.235% | 0.3773% | 0.3588%
751 | 137264.047 | 3944.3692 | 141208.4162 | 140267.7658 | 97.86% | -3003.7187 | 489.4013 | 0.22842 | 12.18% | 6.545% | -2.455% | -2.331% | 24519.6798 | 3330.8459 | 140594.8929 | 144749.3652 | 140594.8929 | 3330.8459 | 97.13% | -4154.4724 | 0.29565 | 11.34% | 5.751% | -3.291% | -3.125%
752 | 145941.2751 | 3482.3382 | 149423.6133 | 146598.0902 | 99.55% | -656.8151 | 366.1639 | 0.12037 | 14.12% | 8.388% | -0.5141% | -0.4878% | 19505.0247 | 3609.4109 | 149550.686 | 147498.6975 | 147498.6975 | 1557.4224 | 100% | 0 | 0.1 | 14.63% | 8.876% | -0.0005144% | 0%
753 | 137844.6287 | 2349.6244 | 140194.2531 | 141275 | 97.57% | -3430.3712 | 489.4013 | 0.2534 | 11.85% | 6.233% | -2.784% | -2.644% | 24623.3899 | 1000 | 138844.6287 | 147489.2114 | 138844.6287 | 1000 | 94.14% | -8644.5827 | 0.80032 | 7.914% | 2.495% | -6.719% | -6.381%
754 | 132819.213 | 5002.6022 | 137821.8152 | 132931.7047 | 99.92% | -112.4917 | 285.0289 | 0.10292 | 14.54% | 8.784% | -0.09752% | -0.09214% | 13817.9206 | 3350.4053 | 136169.6183 | 132659.445 | 132683.0832 | -136.1298 | 100% | 23.6382 | 0.099388 | 14.65% | 8.896% | 0.01991% | 0.0194%
755 | 129061.4757 | 6829.0479 | 135890.5236 | 128525.938 | 100.4% | 535.5377 | 227.2377 | 0.085682 | 15.11% | 9.33% | 0.4771% | 0.4537% | 10704.5861 | 2185.7581 | 131247.2338 | 131832.1831 | 131247.2338 | 2185.7581 | 99.56% | -584.9493 | 0.12015 | 14.12% | 8.393% | -0.5091% | -0.4831%
756 | 136483.5603 | 5397.6549 | 141881.2152 | 135987.897 | 100.4% | 495.6633 | 232.111 | 0.087475 | 15.05% | 9.273% | 0.4173% | 0.3968% | 11562.96 | 2226.408 | 138709.9683 | 139009.2038 | 138709.9683 | 2226.408 | 99.78% | -299.2355 | 0.1089 | 14.39% | 8.642% | -0.2473% | -0.2344%
757 | 134634.3221 | 4225.3611 | 138859.6833 | 134597.3005 | 100% | 37.0216 | 263.5591 | 0.099055 | 14.66% | 8.906% | 0.03102% | 0.02995% | 12951.6945 | 6468.8226 | 141103.1448 | 134822.0813 | 134859.1029 | 224.7808 | 100% | 37.0216 | 0.099056 | 14.66% | 8.906% | 0.03096% | 0.0299%
758 | 130397.1019 | 4421.0826 | 134818.1845 | 129277.8693 | 100.9% | 1119.2326 | 187.3281 | 0.071124 | 15.63% | 9.819% | 0.9919% | 0.9426% | 8915.8687 | 2796.0626 | 133193.1645 | 127439.586 | 129477.9602 | -919.1417 | 101.6% | 2038.3742 | 0.051783 | 16.47% | 10.62% | 1.833% | 1.741%
759 | 126950.4333 | 5950.8016 | 132901.2348 | 125975.2609 | 100.8% | 975.1724 | 194.2009 | 0.07354 | 15.52% | 9.719% | 0.8869% | 0.8428% | 8998.6713 | 4492.6444 | 131443.0777 | 123664.7741 | 125795.1899 | -1155.2434 | 101.7% | 2130.4158 | 0.049285 | 16.61% | 10.75% | 1.974% | 1.876%
760 | 134195.5423 | 4621.8825 | 138817.4248 | 133432.308 | 100.6% | 763.2343 | 212.745 | 0.080345 | 15.29% | 9.499% | 0.6552% | 0.6228% | 10420.5443 | 3848.5617 | 138044.1041 | 132663.0691 | 133810.9229 | -384.6194 | 100.9% | 1147.8538 | 0.071138 | 15.62% | 9.818% | 0.9913% | 0.942%
761 | 136549.8576 | 4076.1152 | 140625.9727 | 136616.7616 | 99.95% | -66.9041 | 277.0649 | 0.10169 | 14.58% | 8.823% | -0.05665% | -0.05332% | 13809.1097 | 1000 | 137549.8576 | 136503.6638 | 136493.3086 | -56.5489 | 99.99% | -10.3551 | 0.10026 | 14.62% | 8.868% | -0.00921% | -0.008259%
762 | 134389.8815 | 6138.3499 | 140528.2314 | 132424.1163 | 101.5% | 1965.7652 | 140.9396 | 0.054816 | 16.33% | 10.49% | 1.701% | 1.616% | 6913.4127 | 4341.4174 | 138731.299 | 130111.6155 | 133233.6311 | -1156.2504 | 102.4% | 3122.0156 | 0.036875 | 17.38% | 11.49% | 2.75% | 2.612%
763 | 122396.7699 | 6168.3884 | 128565.1583 | 119923.2089 | 102.1% | 2473.561 | 109.4126 | 0.043052 | 17% | 11.12% | 2.364% | 2.246% | 4887.9879 | 5742.907 | 128139.6769 | 119875.2244 | 122372.7777 | -23.9922 | 102.1% | 2497.5533 | 0.04267 | 17.02% | 11.14% | 2.388% | 2.268%
764 | 126961.1386 | 9250.3608 | 136211.4995 | 125674.811 | 101% | 1286.3277 | 175.4967 | 0.066965 | 15.81% | 9.991% | 1.173% | 1.114% | 8132.6611 | 5078.3397 | 132039.4783 | 124032.4601 | 126139.9632 | -821.1755 | 101.7% | 2107.5031 | 0.049717 | 16.58% | 10.73% | 1.947% | 1.85%
765 | 129929.9813 | 10175.2395 | 140105.2208 | 129743.1861 | 100.1% | 186.7953 | 252.693 | 0.095053 | 14.8% | 9.033% | 0.1645% | 0.1568% | 11983.824 | 5436.2902 | 135366.2715 | 129384.3057 | 129750.5411 | -179.4402 | 100.3% | 366.2355 | 0.090273 | 14.96% | 9.184% | 0.324% | 0.3082%
766 | 131504.6052 | 5525.3155 | 137029.9207 | 131139.9183 | 100.3% | 364.6869 | 240.1754 | 0.090444 | 14.95% | 9.179% | 0.3183% | 0.3028% | 11528.2243 | 2324.1887 | 133828.7939 | 130813.083 | 131341.1875 | -163.4177 | 100.4% | 528.1045 | 0.086128 | 15.1% | 9.316% | 0.4623% | 0.4395%
767 | 120518.5003 | 8688.4248 | 129206.9251 | 119053.9501 | 101.2% | 1464.5502 | 160.0073 | 0.061518 | 16.04% | 10.22% | 1.41% | 1.339% | 7038.6023 | 3384.2064 | 123902.7066 | 117123.9892 | 119553.5198 | -964.9805 | 102.1% | 2429.5306 | 0.042838 | 17.01% | 11.13% | 2.377% | 2.258%
768 | 133330.1267 | 3877.4564 | 137207.5832 | 133586.1511 | 99.81% | -256.0244 | 308.9209 | 0.10773 | 14.41% | 8.668% | -0.2202% | -0.2087% | 15033.7876 | 3191.1186 | 136521.2453 | 132826.8422 | 132950.4723 | -379.6545 | 100.1% | 123.63 | 0.096802 | 14.74% | 8.978% | 0.1062% | 0.1013%
769 | 126459.459 | 4908.4634 | 131367.9224 | 126291.5998 | 100.1% | 167.8592 | 253.7212 | 0.095433 | 14.79% | 9.021% | 0.1518% | 0.1447% | 11711.1872 | 2070.8754 | 128530.3344 | 125082.9568 | 125855.1375 | -604.3215 | 100.6% | 772.1807 | 0.078787 | 15.34% | 9.548% | 0.7072% | 0.6721%
770 | 130949.847 | 4015.3536 | 134965.2006 | 130623.7907 | 100.2% | 326.0563 | 242.8367 | 0.091423 | 14.92% | 9.148% | 0.2856% | 0.2718% | 11606.7936 | 2204.9325 | 133154.7795 | 132692.8775 | 133018.9337 | 2069.0868 | 100.2% | 326.0563 | 0.091556 | 14.91% | 9.144% | 0.2812% | 0.2675%
771 | 125201.4263 | 7073.5269 | 132274.9532 | 124976.7888 | 100.2% | 224.6375 | 249.3544 | 0.093824 | 14.84% | 9.072% | 0.2055% | 0.1957% | 11395.1259 | 5466.1291 | 130667.5554 | 125287.7792 | 125512.4167 | 310.9904 | 100.2% | 224.6375 | 0.093839 | 14.84% | 9.071% | 0.205% | 0.1952%
772 | 135994.494 | 4684.7565 | 140679.2505 | 134827.2176 | 100.9% | 1167.2765 | 187.3281 | 0.071124 | 15.63% | 9.819% | 0.9919% | 0.9426% | 9298.589 | 3976.3749 | 139970.8689 | 131846.5771 | 134504.1738 | -1490.3203 | 102% | 2657.5967 | 0.043913 | 16.94% | 11.07% | 2.31% | 2.195%
773 | 138848.2798 | 5343.1196 | 144191.3994 | 138671.2996 | 100.1% | 176.9801 | 254.2196 | 0.095615 | 14.78% | 9.015% | 0.1458% | 0.139% | 12883.7513 | 3667.9493 | 142516.2291 | 137719.6533 | 138372.4566 | -475.8232 | 100.5% | 652.8033 | 0.083712 | 15.18% | 9.392% | 0.5429% | 0.5161%
774 | 133026.5121 | 4093.1235 | 137119.6356 | 132748.9888 | 100.2% | 277.5233 | 246.6182 | 0.092816 | 14.87% | 9.104% | 0.2391% | 0.2276% | 11974.469 | 2672.2256 | 135698.7377 | 131149.4092 | 132226.7223 | -799.7898 | 100.8% | 1077.3131 | 0.072292 | 15.57% | 9.771% | 0.9411% | 0.8944%
775 | 138957.9767 | 3743.4263 | 142701.403 | 139439.8709 | 99.65% | -481.8942 | 343.2886 | 0.11532 | 14.24% | 8.5% | -0.3967% | -0.3763% | 17411.482 | 3272.7248 | 142230.7015 | 141431.3623 | 141431.3623 | 2473.3856 | 100% | 0 | 0.1 | 14.63% | 8.876% | -0.0005144% | 0%
776 | 132525.8333 | 4219.1596 | 136744.9929 | 131882.4031 | 100.5% | 643.4302 | 220.5994 | 0.083235 | 15.19% | 9.407% | 0.5588% | 0.5312% | 10670.8179 | 3772.51 | 136298.3433 | 132571.7681 | 133215.1982 | 689.3649 | 100.5% | 643.4302 | 0.083323 | 15.19% | 9.405% | 0.5558% | 0.5284%
777 | 129309.7487 | 4144.5432 | 133454.2919 | 128238.8961 | 100.8% | 1070.8526 | 189.6316 | 0.071933 | 15.59% | 9.785% | 0.9567% | 0.9092% | 8950.243 | 3357.7888 | 132667.5375 | 130336.7739 | 131407.6265 | 2097.8778 | 100.8% | 1070.8526 | 0.072288 | 15.57% | 9.771% | 0.9413% | 0.8945%
778 | 129428.3303 | 7046.4945 | 136474.8247 | 128582.7241 | 100.7% | 845.6062 | 204.7512 | 0.077402 | 15.39% | 9.592% | 0.7534% | 0.716% | 9672.7191 | 2817.2287 | 132245.559 | 128713.9278 | 129559.534 | 131.2038 | 100.7% | 845.6062 | 0.077425 | 15.39% | 9.591% | 0.7526% | 0.7153%
779 | 128279.1552 | 7035.5296 | 135314.6848 | 128467.5781 | 99.85% | -188.4229 | 298.8737 | 0.10552 | 14.46% | 8.717% | -0.1686% | -0.1597% | 13993.8317 | 6219.5504 | 134498.7055 | 129894.3408 | 129894.3408 | 1615.1857 | 100% | 0 | 0.1 | 14.63% | 8.876% | -0.0005144% | 0%
780 | 131578.6237 | 6634.5763 | 138213.2001 | 130925.6126 | 100.5% | 653.0111 | 219.5827 | 0.082861 | 15.2% | 9.419% | 0.5712% | 0.543% | 10545.7225 | 2941.9617 | 134520.5854 | 133667.1685 | 134320.1796 | 2741.5559 | 100.5% | 653.0111 | 0.083213 | 15.19% | 9.408% | 0.5595% | 0.5319%
781 | 139642.2368 | 3191.8226 | 142834.0594 | 140462.1263 | 99.42% | -819.8895 | 396.4549 | 0.12705 | 13.96% | 8.241% | -0.6696% | -0.6355% | 20207.0766 | 2567.7894 | 142210.0262 | 137570.6484 | 138196.4979 | -1445.7389 | 100.5% | 625.8495 | 0.084368 | 15.15% | 9.372% | 0.521% | 0.4953%
782 | 131968.4914 | 6936.4962 | 138904.9875 | 131998.8623 | 99.98% | -30.3709 | 271.2639 | 0.10079 | 14.61% | 8.851% | -0.02689% | -0.02505% | 13066.3743 | 1621.1789 | 133589.6703 | 131392.1923 | 131665.1564 | -303.335 | 100.2% | 272.9641 | 0.092861 | 14.87% | 9.102% | 0.2376% | 0.2262%
783 | 135406.9087 | 6264.8053 | 141671.714 | 134957.0973 | 100.3% | 449.8114 | 235.0223 | 0.088547 | 15.01% | 9.239% | 0.3816% | 0.3629% | 11615.6284 | 2709.4887 | 138116.3974 | 137214.9829 | 137664.7942 | 2257.8855 | 100.3% | 449.8114 | 0.088736 | 15.01% | 9.233% | 0.3753% | 0.3569%
784 | 128830.6206 | 7030.8287 | 135861.4493 | 127962.6305 | 100.7% | 867.9901 | 202.8175 | 0.076692 | 15.41% | 9.615% | 0.7771% | 0.7385% | 9537.1218 | 7837.5082 | 136668.1288 | 130610.5627 | 131478.5527 | 2647.9321 | 100.7% | 867.9901 | 0.077164 | 15.39% | 9.6% | 0.7613% | 0.7236%
785 | 134531.6563 | 6240.0183 | 140771.6746 | 134373.0596 | 100.1% | 158.5967 | 255.1166 | 0.095944 | 14.77% | 9.005% | 0.1348% | 0.1285% | 12527.261 | 3271.9898 | 137803.6461 | 132850.3175 | 133770.2852 | -761.3711 | 100.7% | 919.9677 | 0.076205 | 15.43% | 9.63% | 0.7933% | 0.754%
786 | 130826.3934 | 6541.3197 | 137367.713 | 129468.6787 | 101% | 1357.7147 | 173.6146 | 0.066302 | 15.83% | 10.02% | 1.202% | 1.142% | 8290.3823 | 1883.7626 | 132710.156 | 128808.3172 | 130496.2126 | -330.1807 | 101.3% | 1687.8954 | 0.059404 | 16.13% | 10.3% | 1.502% | 1.427%
787 | 132788.7691 | 5146.8515 | 137935.6207 | 132045.6634 | 100.6% | 743.1057 | 213.6053 | 0.080662 | 15.28% | 9.489% | 0.6446% | 0.6127% | 10352.9993 | 1000 | 133788.7691 | 133520.9731 | 133788.7691 | 1000 | 100.2% | 267.796 | 0.093108 | 14.86% | 9.095% | 0.2294% | 0.2184%
788 | 135630.6459 | 5602.9366 | 141233.5825 | 133890.8824 | 101.3% | 1739.7635 | 154.8143 | 0.059694 | 16.12% | 10.29% | 1.489% | 1.415% | 7664.1097 | 3324.9932 | 138955.6391 | 129082.4775 | 133226.4434 | -2404.2024 | 103.2% | 4143.966 | 0.026067 | 18.31% | 12.37% | 3.68% | 3.495%
789 | 133095.6361 | 6049.8016 | 139145.4377 | 132053.2384 | 100.8% | 1042.3977 | 193.0555 | 0.073137 | 15.54% | 9.736% | 0.9044% | 0.8594% | 9378.6167 | 2233.9992 | 135329.6353 | 134300.814 | 135329.6353 | 2233.9992 | 100.8% | 1028.8214 | 0.073752 | 15.51% | 9.71% | 0.8776% | 0.8341%
790 | 116315.7945 | 6032.1551 | 122347.9497 | 114260.6201 | 101.8% | 2055.1744 | 122.0015 | 0.047892 | 16.69% | 10.83% | 2.061% | 1.958% | 5179.6046 | 2299.2653 | 118615.0598 | 113619.9141 | 115995.4415 | -320.353 | 102.1% | 2375.5274 | 0.042536 | 17.03% | 11.15% | 2.396% | 2.276%
791 | 137549.6256 | 4408.6418 | 141958.2675 | 137430.1618 | 100.1% | 119.4639 | 258.0174 | 0.097013 | 14.73% | 8.971% | 0.09913% | 0.09464% | 12953.9198 | 2107.475 | 139657.1007 | 139284.3368 | 139403.8007 | 1854.1751 | 100.1% | 119.4639 | 0.097053 | 14.73% | 8.97% | 0.09781% | 0.09338%
792 | 134114.4677 | 6096.1122 | 140210.5799 | 133887.6142 | 100.2% | 226.8535 | 250.3164 | 0.094178 | 14.83% | 9.061% | 0.1937% | 0.1845% | 12253.4351 | 1099.2531 | 135213.7208 | 136108.6933 | 135213.7208 | 1099.2531 | 99.34% | -894.9725 | 0.13069 | 13.88% | 8.16% | -0.7543% | -0.7159%
793 | 135158.5201 | 3883.8655 | 139042.3856 | 136210.7929 | 99.23% | -1052.2729 | 438.6172 | 0.13636 | 13.75% | 8.035% | -0.8861% | -0.8411% | 21638.2411 | 3542.7793 | 138701.2993 | 134588.6617 | 134347.4545 | -811.0656 | 99.82% | -241.2073 | 0.10712 | 14.43% | 8.681% | -0.206% | -0.1951%
794 | 137884.6906 | 5294.9118 | 143179.6023 | 137804.3901 | 100.1% | 80.3005 | 260.6884 | 0.097998 | 14.7% | 8.94% | 0.06628% | 0.06344% | 13119.9044 | 5011.87 | 142896.5606 | 138550.8007 | 138631.1012 | 746.4106 | 100.1% | 80.3005 | 0.098008 | 14.7% | 8.939% | 0.06592% | 0.0631%
795 | 129396.2006 | 3718.2816 | 133114.4823 | 129444.6299 | 99.96% | -48.4293 | 274.4834 | 0.10129 | 14.59% | 8.835% | -0.0434% | -0.04073% | 12963.7433 | 4631.0784 | 134027.279 | 129954.4553 | 129954.4553 | 558.2547 | 100% | 0 | 0.1 | 14.63% | 8.876% | -0.0005144% | 0%
796 | 130794.266 | 5325.1958 | 136119.4618 | 130864.3638 | 99.95% | -70.0977 | 278.0916 | 0.10185 | 14.57% | 8.818% | -0.06192% | -0.05832% | 13276.0662 | 3277.7736 | 134072.0396 | 129993.8537 | 130359.011 | -435.255 | 100.3% | 365.1573 | 0.090348 | 14.95% | 9.182% | 0.3215% | 0.3058%
797 | 132106.4637 | 5270.503 | 137376.9667 | 131805.3549 | 100.2% | 301.1087 | 244.8103 | 0.09215 | 14.89% | 9.125% | 0.2614% | 0.2487% | 11804.4733 | 2370.1123 | 134476.5759 | 129566.0322 | 130986.8023 | -1119.6614 | 101.1% | 1420.7701 | 0.06504 | 15.89% | 10.07% | 1.257% | 1.194%
798 | 130326.0286 | 7700.2737 | 138026.3023 | 129311.5129 | 100.8% | 1014.5157 | 193.4182 | 0.073264 | 15.53% | 9.73% | 0.8988% | 0.8542% | 9200.7093 | 4514.7336 | 134840.7621 | 130219.4172 | 131233.9329 | 907.9043 | 100.8% | 1014.5157 | 0.073409 | 15.53% | 9.724% | 0.8926% | 0.8482%
799 | 133251.5582 | 4417.1787 | 137668.737 | 133188.696 | 100% | 62.8623 | 261.7255 | 0.098378 | 14.69% | 8.928% | 0.05359% | 0.05139% | 12729.4935 | 2087.8822 | 135339.4405 | 135110.256 | 135173.1183 | 1921.5601 | 100% | 62.8623 | 0.098401 | 14.69% | 8.927% | 0.05282% | 0.05066%
800 | 133370.8134 | 1728.6614 | 135099.4748 | 133007.7234 | 100.3% | 363.09 | 240.6539 | 0.09062 | 14.95% | 9.173% | 0.3124% | 0.2972% | 11715.1142 | 4839.157 | 138209.9704 | 133400.0183 | 133763.1084 | 392.295 | 100.3% | 363.09 | 0.090647 | 14.94% | 9.173% | 0.3115% | 0.2963%
801 | 130536.3721 | 6570.8156 | 137107.1877 | 129352.4417 | 100.9% | 1183.9304 | 183.6202 | 0.069819 | 15.68% | 9.873% | 1.049% | 0.9965% | 8748.7261 | 1000 | 131536.3721 | 131870.2937 | 131536.3721 | 1000 | 99.75% | -333.9216 | 0.11077 | 14.34% | 8.6% | -0.2908% | -0.2757%
802 | 131229.8765 | 4037.8424 | 135267.7188 | 130539.6297 | 100.5% | 690.2467 | 216.7787 | 0.081831 | 15.24% | 9.452% | 0.6056% | 0.5757% | 10383.4604 | 1944.2365 | 133174.1129 | 131204.202 | 131894.4488 | 664.5723 | 100.5% | 690.2467 | 0.081923 | 15.24% | 9.449% | 0.6026% | 0.5728%
803 | 136054.2351 | 5431.7477 | 141485.9827 | 135011.4867 | 100.8% | 1042.7484 | 194.3352 | 0.073586 | 15.52% | 9.717% | 0.8848% | 0.8409% | 9650.6454 | 1150.3284 | 137204.5634 | 132974.3631 | 135035.6733 | -1018.5618 | 101.6% | 2061.3102 | 0.053083 | 16.41% | 10.56% | 1.776% | 1.688%
804 | 133504.3904 | 2702.4923 | 136206.8828 | 133851.3391 | 99.74% | -346.9486 | 324.0016 | 0.11106 | 14.34% | 8.594% | -0.2976% | -0.2822% | 15788.3077 | 1310.0566 | 134814.447 | 128649.4979 | 130903.4698 | -2600.9206 | 101.8% | 2253.9719 | 0.048748 | 16.64% | 10.78% | 2.008% | 1.908%
805 | 134263.5518 | 2749.6869 | 137013.2387 | 135253.8211 | 99.27% | -990.2693 | 429.5967 | 0.13437 | 13.79% | 8.079% | -0.8398% | -0.7971% | 21052.8989 | 1000 | 135263.5518 | 137346.6318 | 135263.5518 | 1000 | 98.48% | -2083.08 | 0.18151 | 12.89% | 7.225% | -1.739% | -1.651%
806 | 131768.9911 | 6063.9169 | 137832.908 | 131452.2182 | 100.2% | 316.7729 | 243.6341 | 0.091719 | 14.91% | 9.139% | 0.2757% | 0.2624% | 11717.7501 | 3094.4963 | 134863.4874 | 131753.5914 | 132070.3643 | 301.3732 | 100.2% | 316.7729 | 0.091738 | 14.91% | 9.138% | 0.2751% | 0.2618%
807 | 135152.2262 | 4804.6649 | 139956.891 | 135750.9424 | 99.56% | -598.7162 | 364.599 | 0.12002 | 14.13% | 8.396% | -0.5061% | -0.4802% | 17985.8735 | 1000 | 136152.2262 | 137565.5763 | 136152.2262 | 1000 | 98.97% | -1413.3501 | 0.14954 | 13.46% | 7.758% | -1.178% | -1.119%
808 | 127994.9021 | 6391.3039 | 134386.206 | 127359.6767 | 100.5% | 635.2254 | 219.5827 | 0.082861 | 15.2% | 9.419% | 0.5712% | 0.543% | 10258.4955 | 5413.0172 | 133407.9193 | 127741.6448 | 128376.8703 | 381.9681 | 100.5% | 635.2254 | 0.082913 | 15.2% | 9.418% | 0.5695% | 0.5414%
809 | 133868.5251 | 4153.2582 | 138021.7833 | 133711.1538 | 100.1% | 157.3713 | 255.1465 | 0.095956 | 14.77% | 9.004% | 0.1344% | 0.1281% | 12466.9729 | 4213.5781 | 138082.1033 | 131268.0552 | 132646.9758 | -1221.5493 | 101.1% | 1378.9206 | 0.066255 | 15.84% | 10.02% | 1.204% | 1.144%
810 | 130525.582 | 7673.2633 | 138198.8453 | 130501.9217 | 100% | 23.6602 | 264.4362 | 0.099377 | 14.65% | 8.896% | 0.02027% | 0.01974% | 12598.2259 | 4207.4469 | 134733.0289 | 131505.3191 | 131528.9793 | 1003.3974 | 100% | 23.6602 | 0.099382 | 14.65% | 8.896% | 0.02011% | 0.01959%
811 | 137339.9656 | 3183.9699 | 140523.9355 | 137824.0714 | 99.65% | -484.1058 | 344.5545 | 0.1156 | 14.23% | 8.494% | -0.4032% | -0.3824% | 17272.2013 | 2217.1641 | 139557.1297 | 133142.9204 | 134999.3901 | -2340.5755 | 101.4% | 1856.4697 | 0.057191 | 16.23% | 10.39% | 1.598% | 1.518%
812 | 136332.7884 | 3458.5075 | 139791.2959 | 136491.8398 | 99.88% | -159.0514 | 292.1457 | 0.10403 | 14.5% | 8.749% | -0.1341% | -0.1269% | 14537.5974 | 1000 | 137332.7884 | 138299.194 | 137332.7884 | 1000 | 99.3% | -966.4057 | 0.13272 | 13.83% | 8.115% | -0.8015% | -0.7608%
813 | 130978.8599 | 5150.035 | 136128.8949 | 130873.3403 | 100.1% | 105.5196 | 258.6052 | 0.097229 | 14.73% | 8.964% | 0.09191% | 0.08778% | 12363.2139 | 1792.8526 | 132771.7126 | 132649.0704 | 132754.59 | 1775.7301 | 100.1% | 105.5196 | 0.097267 | 14.72% | 8.963% | 0.09067% | 0.08661%
814 | 131769.4324 | 4814.2837 | 136583.7162 | 130638.4208 | 100.9% | 1131.0116 | 187.3281 | 0.071124 | 15.63% | 9.819% | 0.9919% | 0.9426% | 9009.7015 | 2912.1912 | 134681.6237 | 132274.0292 | 133405.0409 | 1635.6084 | 100.9% | 1131.0116 | 0.071406 | 15.61% | 9.807% | 0.9797% | 0.9309%
815 | 129865.3944 | 2672.6172 | 132538.0116 | 130237.066 | 99.71% | -371.6716 | 329.8525 | 0.11235 | 14.31% | 8.565% | -0.3277% | -0.3107% | 15635.295 | 1242.5902 | 131107.9846 | 130941.8806 | 130941.8806 | 1076.4862 | 100% | 0 | 0.1 | 14.63% | 8.876% | -0.0005144% | 0%
816 | 134865.5485 | 5215.7852 | 140081.3338 | 134098.5036 | 100.6% | 767.045 | 212.745 | 0.080345 | 15.29% | 9.499% | 0.6552% | 0.6228% | 10472.5716 | 4650.2871 | 139515.8356 | 135232.0029 | 135999.0479 | 1133.4993 | 100.6% | 767.045 | 0.08051 | 15.28% | 9.494% | 0.6497% | 0.6176%
817 | 134037.2039 | 4735.7487 | 138772.9526 | 134061.7994 | 99.98% | -24.5956 | 270.2273 | 0.10063 | 14.61% | 8.856% | -0.02155% | -0.01997% | 13220.4853 | 3964.3384 | 138001.5423 | 135048.4556 | 135048.4556 | 1011.2517 | 100% | 0 | 0.1 | 14.63% | 8.876% | -0.0005144% | 0%
818 | 131615.7615 | 4197.7198 | 135813.4813 | 130976.7498 | 100.5% | 639.0116 | 220.5994 | 0.083235 | 15.19% | 9.407% | 0.5588% | 0.5312% | 10597.54 | 2564.7816 | 134180.543 | 134380.3834 | 134180.543 | 2564.7816 | 99.85% | -199.8403 | 0.10562 | 14.46% | 8.714% | -0.171% | -0.1619%
819 | 135919.3535 | 4356.3895 | 140275.743 | 135593.4778 | 100.2% | 325.8757 | 243.6993 | 0.091742 | 14.91% | 9.138% | 0.275% | 0.2617% | 12090.0587 | 1000 | 136919.3535 | 134456.265 | 135350.7471 | -568.6064 | 100.7% | 894.4821 | 0.07714 | 15.4% | 9.601% | 0.7621% | 0.7243%
820 | 131064.4738 | 4200.7844 | 135265.2582 | 132036.1602 | 99.26% | -971.6864 | 430.4439 | 0.13456 | 13.79% | 8.075% | -0.8441% | -0.8012% | 20591.8049 | 4048.6181 | 135113.0919 | 131117.4915 | 130605.1394 | -459.3344 | 99.61% | -512.3521 | 0.11754 | 14.18% | 8.451% | -0.4485% | -0.4254%
821 | 137986.9918 | 4462.4036 | 142449.3954 | 139023.6039 | 99.25% | -1036.6121 | 432.6068 | 0.13503 | 13.78% | 8.064% | -0.8553% | -0.8118% | 21788.3525 | 5000.5083 | 142987.5001 | 141015.0248 | 141015.0248 | 3028.033 | 100% | 0 | 0.1 | 14.63% | 8.876% | -0.0005144% | 0%
822 | 129102.6699 | 5077.0713 | 134179.7412 | 128765.3965 | 100.3% | 337.2734 | 241.6837 | 0.091 | 14.93% | 9.161% | 0.2997% | 0.2852% | 11388.7317 | 1000 | 130102.6699 | 126659.2813 | 128049.6123 | -1053.0576 | 101.1% | 1390.331 | 0.06501 | 15.89% | 10.07% | 1.258% | 1.195%
823 | 132760.5498 | 4671.1269 | 137431.6767 | 132314.6622 | 100.3% | 445.8875 | 234.6734 | 0.08842 | 15.02% | 9.243% | 0.3858% | 0.3669% | 11371.7105 | 1713.9352 | 134474.485 | 135486.3468 | 134474.485 | 1713.9352 | 99.25% | -1011.8619 | 0.13509 | 13.78% | 8.063% | -0.8566% | -0.8131%
824 | 135266.9961 | 8753.8508 | 144020.8469 | 135163.4318 | 100.1% | 103.5643 | 258.984 | 0.097367 | 14.72% | 8.96% | 0.08732% | 0.08342% | 12786.6754 | 7129.6129 | 142396.609 | 130743.3517 | 133056.956 | -2210.04 | 101.8% | 2313.6043 | 0.048426 | 16.66% | 10.8% | 2.028% | 1.927%
825 | 124704.785 | 8600.33 | 133305.115 | 123962.1511 | 100.6% | 742.6339 | 210.2156 | 0.079414 | 15.32% | 9.528% | 0.6862% | 0.6523% | 9568.4374 | 5658.3238 | 130363.1088 | 124595.6056 | 125338.2395 | 633.4545 | 100.6% | 742.6339 | 0.079519 | 15.32% | 9.525% | 0.6827% | 0.6489%
826 | 131363.1508 | 3669.3618 | 135032.5126 | 131070.0805 | 100.2% | 293.0703 | 245.2612 | 0.092317 | 14.89% | 9.12% | 0.2558% | 0.2434% | 11759.6739 | 4134.0013 | 135497.1521 | 130978.0922 | 131317.1567 | -45.9941 | 100.3% | 339.0645 | 0.091105 | 14.93% | 9.158% | 0.2962% | 0.2818%
827 | 130257.7525 | 7829.4158 | 138087.1683 | 129978.1259 | 100.2% | 279.6266 | 246.0562 | 0.092608 | 14.88% | 9.11% | 0.2461% | 0.2342% | 11698.5169 | 2985.5356 | 133243.2881 | 128790.026 | 129663.7026 | -594.05 | 100.7% | 873.6765 | 0.07669 | 15.41% | 9.615% | 0.7771% | 0.7386%
828 | 137639.9925 | 4222.0857 | 141862.0782 | 136549.1704 | 100.8% | 1090.8221 | 192.3453 | 0.072888 | 15.55% | 9.746% | 0.9152% | 0.8698% | 9663.1577 | 6254.6118 | 143894.6044 | 137520.3364 | 138611.1585 | 971.166 | 100.8% | 1090.8221 | 0.073036 | 15.54% | 9.74% | 0.9088% | 0.8636%
829 | 128701.1658 | 7093.765 | 135794.9309 | 127513.806 | 100.9% | 1187.3598 | 182.4255 | 0.0694 | 15.7% | 9.89% | 1.067% | 1.014% | 8569.6047 | 3276.633 | 131977.7988 | 126849.4258 | 128368.9757 | -332.1901 | 101.2% | 1519.5499 | 0.062368 | 16.01% | 10.18% | 1.373% | 1.304%
830 | 140449.5908 | 2128.0241 | 142577.6149 | 140892.4616 | 99.69% | -442.8708 | 336.3114 | 0.11378 | 14.27% | 8.534% | -0.3608% | -0.3422% | 17240.7014 | 1000 | 141449.5908 | 145198.9264 | 141449.5908 | 1000 | 97.42% | -3749.3356 | 0.26682 | 11.67% | 6.065% | -2.961% | -2.811%
831 | 123950.3489 | 4659.7876 | 128610.1365 | 123918.9305 | 100% | 31.4184 | 263.7642 | 0.099129 | 14.66% | 8.904% | 0.02855% | 0.0276% | 11933.1898 | 3053.8897 | 127004.2386 | 126552.1532 | 126583.5716 | 2633.2227 | 100% | 31.4184 | 0.099147 | 14.66% | 8.903% | 0.02794% | 0.02703%
832 | 129767.3389 | 6582.4012 | 136349.7401 | 127828.2247 | 101.5% | 1939.1142 | 138.5059 | 0.053958 | 16.37% | 10.53% | 1.738% | 1.652% | 6560.3406 | 6825.2421 | 136592.581 | 129793.9222 | 131733.0364 | 1965.6975 | 101.5% | 1939.1142 | 0.054564 | 16.35% | 10.5% | 1.712% | 1.627%
833 | 143687.0274 | 2728.2347 | 146415.2621 | 145267.8496 | 98.91% | -1580.8222 | 489.4013 | 0.15352 | 13.39% | 7.691% | -1.248% | -1.185% | 25667.0263 | 3926.3925 | 147613.4199 | 142739.5939 | 142422.8996 | -1264.1278 | 99.78% | -316.6944 | 0.10922 | 14.38% | 8.635% | -0.2548% | -0.2416%
834 | 137119.4381 | 4731.1452 | 141850.5833 | 138070.8561 | 99.31% | -951.4179 | 419.9781 | 0.13225 | 13.84% | 8.126% | -0.7904% | -0.7502% | 21019.3134 | 1649.456 | 138768.8941 | 135299.6861 | 135733.8532 | -1385.585 | 100.3% | 434.1671 | 0.088973 | 15% | 9.226% | 0.3673% | 0.3494%
835 | 132537.3976 | 6997.3827 | 139534.7803 | 132851.7004 | 99.76% | -314.3028 | 318.9481 | 0.10995 | 14.36% | 8.619% | -0.2717% | -0.2576% | 15429.4821 | 3806.3031 | 136343.7007 | 134626.0475 | 134626.0475 | 2088.6499 | 100% | 0 | 0.1 | 14.63% | 8.876% | -0.0005144% | 0%
836 | 137675.7812 | 7045.9368 | 144721.718 | 136721.7476 | 100.7% | 954.0335 | 201.0034 | 0.076022 | 15.43% | 9.636% | 0.7994% | 0.7597% | 10100.7545 | 3773.4053 | 141449.1865 | 139686.4153 | 140640.4489 | 2964.6677 | 100.7% | 954.0335 | 0.076531 | 15.42% | 9.62% | 0.7824% | 0.7436%
837 | 133979.8037 | 3849.9944 | 137829.798 | 134049.0201 | 99.95% | -69.2165 | 277.663 | 0.10178 | 14.57% | 8.82% | -0.05971% | -0.05622% | 13578.4496 | 4329.8848 | 138309.6885 | 134091.3788 | 134091.3788 | 111.5751 | 100% | 0 | 0.1 | 14.63% | 8.876% | -0.0005144% | 0%
838 | 127151.726 | 5253.8306 | 132405.5566 | 127219.8716 | 99.95% | -68.1456 | 278.0916 | 0.10185 | 14.57% | 8.818% | -0.06192% | -0.05832% | 12906.336 | 1000 | 128151.726 | 124339.2642 | 125711.4223 | -1440.3037 | 101.1% | 1372.1581 | 0.064856 | 15.9% | 10.08% | 1.265% | 1.202%
839 | 131461.1917 | 6883.5133 | 138344.705 | 130915.6965 | 100.4% | 545.4953 | 227.2377 | 0.085682 | 15.11% | 9.33% | 0.4771% | 0.4537% | 10903.6227 | 4215.9252 | 135677.117 | 133097.5992 | 133643.0945 | 2181.9027 | 100.4% | 545.4953 | 0.085917 | 15.1% | 9.322% | 0.4693% | 0.4462%
840 | 134993.1043 | 3770.7571 | 138763.8614 | 134793.2906 | 100.1% | 199.8136 | 252.295 | 0.094906 | 14.8% | 9.038% | 0.1694% | 0.1614% | 12431.2013 | 1000 | 135993.1043 | 134024.6778 | 134608.7978 | -384.3064 | 100.4% | 584.1201 | 0.085024 | 15.13% | 9.351% | 0.4991% | 0.4745%
841 | 126618.7166 | 7913.6698 | 134532.3864 | 126337.6757 | 100.2% | 281.0409 | 245.3682 | 0.092356 | 14.89% | 9.118% | 0.2545% | 0.2422% | 11339.8939 | 6003.2766 | 132621.9931 | 125475.6846 | 126187.721 | -430.9956 | 100.6% | 712.0365 | 0.080501 | 15.28% | 9.494% | 0.65% | 0.6178%
842 | 135178.2718 | 4281.501 | 139459.7728 | 134018.0012 | 100.9% | 1160.2706 | 187.3281 | 0.071124 | 15.63% | 9.819% | 0.9919% | 0.9426% | 9242.78 | 1494.3556 | 136672.6274 | 133651.7608 | 134995.1516 | -183.1202 | 101% | 1343.3908 | 0.06745 | 15.79% | 9.971% | 1.152% | 1.094%
843 | 138488.6485 | 3171.4958 | 141660.1443 | 138761.9024 | 99.8% | -273.2539 | 310.097 | 0.10799 | 14.41% | 8.662% | -0.2263% | -0.2144% | 15674.8954 | 1000 | 139488.6485 | 139505.6615 | 139488.6485 | 1000 | 99.99% | -17.013 | 0.10042 | 14.62% | 8.863% | -0.01449% | -0.01328%
844 | 129236.315 | 5392.9548 | 134629.2698 | 127578.5729 | 101.3% | 1657.7421 | 154.8143 | 0.059694 | 16.12% | 10.29% | 1.489% | 1.415% | 7302.7839 | 2585.5505 | 131821.8654 | 125604.9737 | 128249.5154 | -986.7996 | 102.1% | 2644.5416 | 0.042267 | 17.05% | 11.17% | 2.413% | 2.292%
845 | 133437.518 | 3942.2707 | 137379.7887 | 133900.2678 | 99.65% | -462.7498 | 343.2886 | 0.11532 | 14.24% | 8.5% | -0.3967% | -0.3763% | 16719.7666 | 4231.4527 | 137668.9707 | 136424.44 | 136424.44 | 2986.922 | 100% | 0 | 0.1 | 14.63% | 8.876% | -0.0005144% | 0%
846 | 127390.1538 | 7877.6961 | 135267.8499 | 124720.4539 | 102.1% | 2669.6999 | 105.6947 | 0.041623 | 17.09% | 11.21% | 2.453% | 2.331% | 4914.5311 | 2916.1828 | 130306.3366 | 127644.1248 | 130306.3366 | 2916.1828 | 102.1% | 2662.2118 | 0.04263 | 17.02% | 11.15% | 2.39% | 2.271%
847 | 125574.4269 | 4316.083 | 129890.5099 | 123933.974 | 101.3% | 1640.4529 | 153.0002 | 0.059054 | 16.15% | 10.32% | 1.517% | 1.441% | 7012.7133 | 1000 | 126574.4269 | 123470.9316 | 125342.9056 | -231.5212 | 101.5% | 1871.9741 | 0.053981 | 16.37% | 10.53% | 1.737% | 1.651%
848 | 126869.9574 | 7512.0369 | 134381.9943 | 125813.9123 | 100.8% | 1056.0451 | 189.3073 | 0.071819 | 15.6% | 9.79% | 0.9617% | 0.9139% | 8766.3538 | 1924.5987 | 128794.5561 | 127190.714 | 128246.7591 | 1376.8018 | 100.8% | 1056.0451 | 0.072059 | 15.58% | 9.78% | 0.9513% | 0.904%
849 | 128358.3118 | 6117.7399 | 134476.0516 | 128662.7042 | 99.76% | -304.3924 | 318.9481 | 0.10995 | 14.36% | 8.619% | -0.2717% | -0.2576% | 14942.9693 | 3289.0549 | 131647.3666 | 134122.7459 | 131647.3666 | 3289.0549 | 98.15% | -2475.3793 | 0.20299 | 12.52% | 6.867% | -2.116% | -2.009%
850 | 131436.841 | 2904.6816 | 134341.5226 | 132207.396 | 99.42% | -770.555 | 396.2656 | 0.12701 | 13.96% | 8.242% | -0.6686% | -0.6346% | 19010.6207 | 3568.0523 | 135004.8933 | 135647.5883 | 135004.8933 | 3568.0523 | 99.53% | -642.695 | 0.12164 | 14.09% | 8.36% | -0.5436% | -0.5159%
851 | 134146.714 | 4652.4872 | 138799.2012 | 133987.9935 | 100.1% | 158.7205 | 255.0744 | 0.09593 | 14.77% | 9.005% | 0.1353% | 0.129% | 12489.346 | 1000 | 135146.714 | 138427.1101 | 135146.714 | 1000 | 97.63% | -3280.3962 | 0.24831 | 11.92% | 6.296% | -2.717% | -2.58%
852 | 134650.0866 | 6672.1732 | 141322.2598 | 134681.0747 | 99.98% | -30.9881 | 271.2639 | 0.10079 | 14.61% | 8.851% | -0.02689% | -0.02505% | 13331.8825 | 6522.546 | 141172.6326 | 137027.4814 | 137027.4814 | 2377.3948 | 100% | 0 | 0.1 | 14.63% | 8.876% | -0.0005144% | 0%
853 | 134614.5297 | 6593.7614 | 141208.2911 | 134167.3506 | 100.3% | 447.1791 | 235.0223 | 0.088547 | 15.01% | 9.239% | 0.3816% | 0.3629% | 11547.6556 | 4030.568 | 138645.0977 | 134554.7015 | 135001.8807 | 387.351 | 100.3% | 447.1791 | 0.08858 | 15.01% | 9.238% | 0.3805% | 0.3618%
854 | 130257.3827 | 6254.0365 | 136511.4192 | 129504.004 | 100.6% | 753.3788 | 211.838 | 0.08001 | 15.3% | 9.51% | 0.6664% | 0.6334% | 10071.6145 | 1528.6565 | 131786.0393 | 129811.0113 | 130564.3901 | 307.0073 | 100.6% | 753.3788 | 0.080057 | 15.3% | 9.508% | 0.6648% | 0.6319%
855 | 141835.0333 | 4808.4452 | 146643.4785 | 141757.2072 | 100.1% | 77.8261 | 261.0074 | 0.098113 | 14.7% | 8.936% | 0.06242% | 0.05977% | 13512.297 | 1894.9424 | 143729.9757 | 141870.5566 | 141948.3827 | 113.3494 | 100.1% | 77.8261 | 0.098115 | 14.7% | 8.936% | 0.06237% | 0.05973%
856 | 146319.0168 | 229.6679 | 146548.6847 | 146713.1125 | 99.73% | -394.0957 | 326.1047 | 0.11153 | 14.32% | 8.584% | -0.3084% | -0.2925% | 17416.0936 | 2627.2896 | 148946.3064 | 149252.9064 | 148946.3064 | 2627.2896 | 99.79% | -306.6 | 0.10841 | 14.4% | 8.653% | -0.236% | -0.2237%
857 | 130909.1274 | 4131.2022 | 135040.3296 | 130742.2667 | 100.1% | 166.8606 | 254.2196 | 0.095615 | 14.78% | 9.015% | 0.1458% | 0.139% | 12147.0763 | 1000 | 131909.1274 | 129869.7203 | 130472.8542 | -436.2732 | 100.5% | 603.1339 | 0.084042 | 15.17% | 9.382% | 0.5319% | 0.5056%
858 | 131509.2276 | 4068.4178 | 135577.6453 | 130761.2716 | 100.6% | 747.956 | 212.745 | 0.080345 | 15.29% | 9.499% | 0.6552% | 0.6228% | 10211.9468 | 2547.724 | 134056.9515 | 128973.0053 | 130615.0944 | -894.1331 | 101.3% | 1642.0891 | 0.060384 | 16.09% | 10.26% | 1.459% | 1.386%
859 | 138371.8327 | 5201.9486 | 143573.7813 | 137835.7692 | 100.4% | 536.0635 | 229.8315 | 0.086636 | 15.08% | 9.3% | 0.4453% | 0.4234% | 11607.8029 | 3477.5113 | 141849.3441 | 138994.3501 | 139530.4136 | 1158.5809 | 100.4% | 536.0635 | 0.086747 | 15.07% | 9.296% | 0.4416% | 0.4199%
860 | 135153.0528 | 2789.3384 | 137942.3912 | 135504.286 | 99.74% | -351.2332 | 324.0016 | 0.11106 | 14.34% | 8.594% | -0.2976% | -0.2822% | 15983.2795 | 6159.0895 | 141312.1423 | 137211.9077 | 137211.9077 | 2058.8548 | 100% | 0 | 0.1 | 14.63% | 8.876% | -0.0005144% | 0%
861 | 135896.4347 | 2580.3121 | 138476.7468 | 137233.1603 | 99.03% | -1336.7256 | 483.6102 | 0.14629 | 13.52% | 7.816% | -1.117% | -1.061% | 23988.1307 | 1000 | 136896.4347 | 139650.2647 | 136896.4347 | 1000 | 98.03% | -2753.83 | 0.21366 | 12.37% | 6.729% | -2.261% | -2.147%
862 | 127777.6198 | 5808.0736 | 133585.6934 | 127850.0267 | 99.94% | -72.407 | 278.7793 | 0.10195 | 14.57% | 8.815% | -0.06544% | -0.06166% | 13001.9423 | 1150.0027 | 128927.6224 | 125611.3073 | 126658.26 | -1119.3597 | 100.8% | 1046.9527 | 0.071975 | 15.59% | 9.784% | 0.9549% | 0.9075%
863 | 129378.3155 | 4911.4529 | 134289.7685 | 129951.4537 | 99.56% | -573.1381 | 364.599 | 0.12002 | 14.13% | 8.396% | -0.5061% | -0.4802% | 17217.4894 | 4050.3557 | 133428.6713 | 127463.9108 | 128134.5441 | -1243.7715 | 100.5% | 670.6333 | 0.081921 | 15.24% | 9.449% | 0.6026% | 0.5728%
864 | 133100.6729 | 3407.0578 | 136507.7307 | 133699.6983 | 99.55% | -599.0254 | 366.1639 | 0.12037 | 14.12% | 8.388% | -0.5141% | -0.4878% | 17788.8806 | 1288.2379 | 134388.9108 | 133946.9745 | 133946.9745 | 846.3016 | 100% | 0 | 0.1 | 14.63% | 8.876% | -0.0005144% | 0%
865 | 128316.471 | 6003.1098 | 134319.5808 | 127510.8417 | 100.6% | 805.6294 | 207.1607 | 0.07829 | 15.36% | 9.564% | 0.7237% | 0.6879% | 9702.4767 | 3396.7686 | 131713.2397 | 126979.7787 | 128050.9396 | -265.5315 | 100.8% | 1071.1608 | 0.071709 | 15.6% | 9.795% | 0.9665% | 0.9184%
866 | 123330.9786 | 9490.7123 | 132821.6909 | 123096.7819 | 100.2% | 234.1967 | 248.3687 | 0.093462 | 14.85% | 9.083% | 0.2176% | 0.2071% | 11180.5164 | 8017.0722 | 131348.0508 | 121092.5014 | 122328.8383 | -1002.1403 | 101% | 1236.337 | 0.067032 | 15.8% | 9.988% | 1.17% | 1.112%
867 | 129893.2571 | 5874.6041 | 135767.8612 | 129461.7616 | 100.3% | 431.4954 | 235.0223 | 0.088547 | 15.01% | 9.239% | 0.3816% | 0.3629% | 11142.6501 | 3870.5538 | 133763.8108 | 132199.7982 | 132631.2937 | 2738.0366 | 100.3% | 431.4954 | 0.088784 | 15.01% | 9.232% | 0.3736% | 0.3554%
868 | 134467.2414 | 6728.5275 | 141195.7689 | 133689.5138 | 100.6% | 777.7276 | 211.838 | 0.08001 | 15.3% | 9.51% | 0.6664% | 0.6334% | 10397.1244 | 6622.0341 | 141089.2755 | 135433.5003 | 136211.228 | 1743.9866 | 100.6% | 777.7276 | 0.080268 | 15.29% | 9.501% | 0.6578% | 0.6252%
869 | 135174.1804 | 7636.9593 | 142811.1397 | 134924.4865 | 100.2% | 249.6938 | 248.858 | 0.093641 | 14.84% | 9.078% | 0.2116% | 0.2015% | 12278.2979 | 1702.9654 | 136877.1457 | 130883.1824 | 133153.5283 | -2020.6521 | 101.7% | 2270.3459 | 0.049067 | 16.62% | 10.76% | 1.988% | 1.889%
870 | 135061.0207 | 5588.0178 | 140649.0386 | 133813.6256 | 100.9% | 1247.3951 | 182.3444 | 0.069373 | 15.7% | 9.891% | 1.068% | 1.015% | 8989.0792 | 4469.8234 | 139530.8442 | 138133.3099 | 139380.7051 | 4319.6843 | 100.9% | 1247.3951 | 0.070141 | 15.67% | 9.859% | 1.035% | 0.9832%
871 | 126780.4587 | 5863.7425 | 132644.2012 | 126043.5816 | 100.6% | 736.877 | 211.5689 | 0.079911 | 15.3% | 9.513% | 0.6697% | 0.6365% | 9790.3221 | 2534.8982 | 129315.3568 | 126694.5653 | 127431.4424 | 650.9837 | 100.6% | 736.877 | 0.080014 | 15.3% | 9.509% | 0.6662% | 0.6332%
872 | 137736.2554 | 3119.4653 | 140855.7207 | 138064.0645 | 99.76% | -327.8091 | 319.1375 | 0.10999 | 14.36% | 8.618% | -0.2727% | -0.2585% | 16044.2335 | 1000 | 138736.2554 | 135546.2384 | 136477.3423 | -1258.913 | 100.7% | 931.104 | 0.076396 | 15.42% | 9.624% | 0.7869% | 0.7479%
873 | 137065.6191 | 5152.8428 | 142218.4619 | 136218.1486 | 100.6% | 847.4704 | 208.0633 | 0.078622 | 15.35% | 9.554% | 0.7127% | 0.6774% | 10409.1869 | 3140.2216 | 140205.8406 | 137076.3914 | 137923.8618 | 858.2427 | 100.6% | 847.4704 | 0.078756 | 15.34% | 9.549% | 0.7082% | 0.6731%
874 | 141800.0102 | 3441.1348 | 145241.145 | 141839.1958 | 99.97% | -39.1856 | 272.3005 | 0.10095 | 14.6% | 8.846% | -0.03218% | -0.03008% | 14093.4579 | 1169.793 | 142969.8032 | 145496.4684 | 142969.8032 | 1169.793 | 98.26% | -2526.6652 | 0.19587 | 12.64% | 6.985% | -1.991% | -1.891%
875 | 141462.1302 | 4534.0426 | 145996.1728 | 140744.8562 | 100.5% | 717.274 | 218.5648 | 0.082488 | 15.22% | 9.431% | 0.5837% | 0.5549% | 11285.3044 | 1000 | 142462.1302 | 138223.2486 | 140201.3264 | -1260.8038 | 101.4% | 1978.0778 | 0.056222 | 16.27% | 10.43% | 1.64% | 1.558%
876 | 131589.7253 | 5981.3511 | 137571.0764 | 131319.9328 | 100.2% | 269.7925 | 246.9554 | 0.09294 | 14.87% | 9.1% | 0.235% | 0.2237% | 11861.3279 | 3845.6599 | 135435.3852 | 128654.0078 | 130256.7628 | -1332.9625 | 101.2% | 1602.755 | 0.061106 | 16.06% | 10.23% | 1.428% | 1.356%
877 | 132201.4987 | 6070.2183 | 138271.717 | 132653.1127 | 99.66% | -451.614 | 342.1424 | 0.11507 | 14.24% | 8.506% | -0.3908% | -0.3707% | 16509.5821 | 4397.9586 | 136599.4573 | 131414.9608 | 131582.4228 | -619.0759 | 100.1% | 167.462 | 0.095621 | 14.78% | 9.015% | 0.1456% | 0.1387%
878 | 140193.0794 | 3348.2109 | 143541.2902 | 140824.0244 | 99.55% | -630.9451 | 366.1639 | 0.12037 | 14.12% | 8.388% | -0.5141% | -0.4878% | 18736.7794 | 1000 | 141193.0794 | 143949.5739 | 141193.0794 | 1000 | 98.09% | -2756.4945 | 0.20869 | 12.44% | 6.791% | -2.196% | -2.085%
879 | 132729.1605 | 3673.7918 | 136402.9523 | 133217.5784 | 99.63% | -488.4179 | 347.9932 | 0.11636 | 14.21% | 8.477% | -0.4208% | -0.3992% | 16858.9304 | 1533.2337 | 134262.3942 | 132916.2073 | 132578.475 | -150.6855 | 99.75% | -337.7323 | 0.11081 | 14.34% | 8.6% | -0.2918% | -0.2766%
880 | 130537.1987 | 7245.6095 | 137782.8082 | 130513.5364 | 100% | 23.6623 | 264.4362 | 0.099377 | 14.65% | 8.896% | 0.02027% | 0.01974% | 12599.3471 | 6148.7289 | 136685.9276 | 132951.5596 | 132975.222 | 2438.0233 | 100% | 23.6623 | 0.099388 | 14.65% | 8.896% | 0.01989% | 0.01938%
881 | 138859.414 | 2276.3838 | 141135.7978 | 139876.5726 | 99.27% | -1017.1586 | 428.4903 | 0.13412 | 13.8% | 8.084% | -0.8341% | -0.7917% | 21717.4672 | 1092.2614 | 139951.6754 | 143533.3466 | 139951.6754 | 1092.2614 | 97.5% | -3581.6712 | 0.25925 | 11.77% | 6.159% | -2.861% | -2.717%
882 | 128112.8306 | 6508.7145 | 134621.5451 | 127371.8554 | 100.6% | 740.9752 | 211.838 | 0.08001 | 15.3% | 9.51% | 0.6664% | 0.6334% | 9905.7958 | 1849.3476 | 129962.1782 | 127194.6979 | 128024.2518 | -88.5788 | 100.7% | 829.554 | 0.077589 | 15.38% | 9.586% | 0.7471% | 0.7101%
883 | 132726.9434 | 3018.0214 | 135744.9648 | 132945.0279 | 99.84% | -218.0844 | 302.761 | 0.10637 | 14.44% | 8.698% | -0.1886% | -0.1786% | 14667.3577 | 1963.8102 | 134690.7537 | 134661.0077 | 134661.0077 | 1934.0643 | 100% | 0 | 0.1 | 14.63% | 8.876% | -0.0005144% | 0%
884 | 134056.799 | 3422.9571 | 137479.7561 | 133190.3841 | 100.7% | 866.4149 | 205.419 | 0.077647 | 15.38% | 9.584% | 0.7452% | 0.7082% | 10051.3007 | 1000 | 135056.799 | 135674.615 | 135056.799 | 1000 | 99.54% | -617.816 | 0.12073 | 14.11% | 8.38% | -0.5225% | -0.4958%
885 | 142274.1079 | 3377.2752 | 145651.383 | 142445.7174 | 99.88% | -171.6096 | 293.0328 | 0.10423 | 14.49% | 8.745% | -0.1386% | -0.1312% | 15217.2064 | 3398.619 | 145672.7269 | 141082.6995 | 141592.5989 | -681.509 | 100.4% | 509.8994 | 0.087581 | 15.05% | 9.27% | 0.4138% | 0.3935%
886 | 125614.0616 | 4868.7621 | 130482.8237 | 124849.4026 | 100.6% | 764.659 | 208.9665 | 0.078954 | 15.33% | 9.543% | 0.7016% | 0.6668% | 9580.931 | 2612.1292 | 128226.1908 | 126183.455 | 126948.1141 | 1334.0525 | 100.6% | 764.659 | 0.079177 | 15.33% | 9.536% | 0.6941% | 0.6598%
887 | 133320.1984 | 7123.9801 | 140444.1785 | 131637.2655 | 101.3% | 1682.9329 | 156.3873 | 0.060245 | 16.1% | 10.27% | 1.465% | 1.392% | 7610.1011 | 4186.7264 | 137506.9249 | 134032.6246 | 135715.5575 | 2395.3591 | 101.3% | 1682.9329 | 0.060847 | 16.07% | 10.24% | 1.439% | 1.367%
888 | 132284.6733 | 4621.4292 | 136906.1025 | 131642.414 | 100.5% | 642.2593 | 220.5994 | 0.083235 | 15.19% | 9.407% | 0.5588% | 0.5312% | 10651.4 | 4300.4927 | 136585.166 | 133237.6628 | 133879.9221 | 1595.2488 | 100.5% | 642.2593 | 0.083436 | 15.19% | 9.401% | 0.5521% | 0.5248%
889 | 132231.0743 | 5118.6222 | 137349.6965 | 130144.7983 | 101.6% | 2086.2759 | 132.0527 | 0.051689 | 16.47% | 10.62% | 1.837% | 1.745% | 6373.4361 | 1505.902 | 133736.9763 | 129367.3702 | 131842.3602 | -388.7141 | 101.9% | 2474.99 | 0.045793 | 16.83% | 10.96% | 2.193% | 2.083%
890 | 130044.6998 | 6352.3068 | 136397.0066 | 129732.0721 | 100.2% | 312.6277 | 243.6341 | 0.091719 | 14.91% | 9.139% | 0.2757% | 0.2624% | 11564.415 | 2847.1311 | 132891.8309 | 130632.8804 | 130945.5081 | 900.8083 | 100.2% | 312.6277 | 0.091777 | 14.91% | 9.137% | 0.2738% | 0.2606%
891 | 132306.3029 | 5179.8943 | 137486.1972 | 132892.4119 | 99.56% | -586.1089 | 364.599 | 0.12002 | 14.13% | 8.396% | -0.5061% | -0.4802% | 17607.1419 | 1624.0029 | 133930.3059 | 134097.6812 | 133930.3059 | 1624.0029 | 99.88% | -167.3753 | 0.10444 | 14.49% | 8.74% | -0.1436% | -0.1359%
892 | 127932.9501 | 7310.4543 | 135243.4043 | 126838.2084 | 100.9% | 1094.7417 | 187.5282 | 0.071194 | 15.62% | 9.816% | 0.9889% | 0.9397% | 8756.7267 | 5129.8212 | 133062.7713 | 128104.6009 | 129199.3426 | 1266.3926 | 100.9% | 1094.7417 | 0.071419 | 15.61% | 9.807% | 0.9791% | 0.9304%
893 | 133975.3081 | 4646.5425 | 138621.8506 | 133805.3028 | 100.1% | 170.0053 | 254.2721 | 0.095634 | 14.78% | 9.015% | 0.1451% | 0.1383% | 12434.1565 | 1000 | 134975.3081 | 133991.3348 | 134161.3401 | 186.032 | 100.1% | 170.0053 | 0.09564 | 14.78% | 9.014% | 0.1449% | 0.1381%
894 | 135583.7543 | 3519.4454 | 139103.1997 | 136524.861 | 99.31% | -941.1067 | 420.0379 | 0.13226 | 13.84% | 8.126% | -0.7907% | -0.7505% | 20786.865 | 1090.2904 | 136674.0447 | 140890.1252 | 136674.0447 | 1090.2904 | 97.01% | -4216.0805 | 0.30967 | 11.2% | 5.618% | -3.431% | -3.258%
895 | 131370.7262 | 5904.3023 | 137275.0285 | 131001.2118 | 100.3% | 369.5143 | 239.8038 | 0.090307 | 14.96% | 9.183% | 0.3228% | 0.3071% | 11498.6686 | 2663.0236 | 134033.7498 | 132158.4457 | 132527.96 | 1157.2338 | 100.3% | 369.5143 | 0.090392 | 14.95% | 9.181% | 0.32% | 0.3044%
896 | 128684.7218 | 5917.0023 | 134601.7241 | 127940.4389 | 100.6% | 744.2829 | 211.838 | 0.08001 | 15.3% | 9.51% | 0.6664% | 0.6334% | 9950.0149 | 4423.7174 | 133108.4391 | 122147.6693 | 125788.337 | -2896.3848 | 103% | 3640.6677 | 0.028964 | 18.05% | 12.12% | 3.416% | 3.245%
897 | 137026.9386 | 4302.6307 | 141329.5693 | 136989.2591 | 100% | 37.6796 | 263.5591 | 0.099055 | 14.66% | 8.906% | 0.03102% | 0.02995% | 13181.8619 | 2252.4143 | 139279.3529 | 138079.5672 | 138117.2467 | 1090.3081 | 100% | 37.6796 | 0.099062 | 14.66% | 8.906% | 0.03077% | 0.02971%
898 | 134479.745 | 2718.9556 | 137198.7005 | 133867.2262 | 100.5% | 612.5188 | 223.4202 | 0.084277 | 15.16% | 9.374% | 0.524% | 0.4982% | 10966.603 | 2042.4546 | 136522.1996 | 131640.9194 | 133366.5916 | -1113.1534 | 101.3% | 1725.6722 | 0.05939 | 16.14% | 10.3% | 1.502% | 1.427%
899 | 131511.5093 | 6664.0953 | 138175.6046 | 130318.7347 | 100.9% | 1192.7746 | 183.6202 | 0.069819 | 15.68% | 9.873% | 1.049% | 0.9965% | 8814.0811 | 4555.1291 | 136066.6384 | 130549.7587 | 131742.5333 | 231.024 | 100.9% | 1192.7746 | 0.069861 | 15.68% | 9.871% | 1.047% | 0.9948%
900 | 129636.4503 | 5024.6686 | 134661.1189 | 128748.9598 | 100.7% | 887.4905 | 201.7934 | 0.076314 | 15.42% | 9.627% | 0.7897% | 0.7505% | 9548.3184 | 3656.4664 | 133292.9168 | 131632.655 | 132520.1456 | 2883.6952 | 100.7% | 887.4905 | 0.076832 | 15.41% | 9.61% | 0.7724% | 0.7341%
901 | 135403.7706 | 4298.9169 | 139702.6876 | 135428.6169 | 99.98% | -24.8463 | 270.2273 | 0.10063 | 14.61% | 8.856% | -0.02155% | -0.01997% | 13355.2739 | 2785.0501 | 138188.8207 | 132678.2651 | 134028.5947 | -1375.1759 | 101% | 1350.3296 | 0.067117 | 15.8% | 9.984% | 1.166% | 1.108%
902 | 121904.697 | 5262.0732 | 127166.7702 | 120493.6678 | 101.2% | 1411.0292 | 164.4411 | 0.063077 | 15.98% | 10.15% | 1.342% | 1.275% | 7316.8419 | 1000 | 122904.697 | 121077.4496 | 122488.4788 | 583.7818 | 101.2% | 1411.0292 | 0.063226 | 15.97% | 10.15% | 1.335% | 1.269%
903 | 137351.4047 | 2607.9381 | 139959.3428 | 142156.7825 | 96.62% | -4805.3778 | 489.4013 | 0.35413 | 10.76% | 5.196% | -3.875% | -3.68% | 24535.2846 | 3417.4025 | 140768.8073 | 142611.2004 | 140768.8073 | 3417.4025 | 98.71% | -1842.3931 | 0.16682 | 13.15% | 7.47% | -1.481% | -1.407%
904 | 131518.2881 | 5056.7131 | 136575.0011 | 132430.8418 | 99.31% | -912.5537 | 419.9781 | 0.13225 | 13.84% | 8.126% | -0.7904% | -0.7502% | 20160.7019 | 1244.2214 | 132762.5095 | 129636.3175 | 130121.0259 | -1397.2622 | 100.4% | 484.7084 | 0.087152 | 15.06% | 9.283% | 0.4281% | 0.4071%
905 | 129979.0852 | 3735.0312 | 133714.1164 | 133632.1732 | 97.27% | -3653.088 | 489.4013 | 0.28002 | 11.5% | 5.9% | -3.134% | -2.976% | 23218.3563 | 1000 | 130979.0852 | 136997.1491 | 130979.0852 | 1000 | 95.61% | -6018.0639 | 0.49812 | 9.597% | 4.093% | -5.036% | -4.783%
906 | 133886.7908 | 4645.8842 | 138532.675 | 133808.8185 | 100.1% | 77.9722 | 260.6884 | 0.097998 | 14.7% | 8.94% | 0.06628% | 0.06344% | 12739.4991 | 1508.756 | 135395.5467 | 134342.7437 | 134420.7159 | 533.9251 | 100.1% | 77.9722 | 0.098006 | 14.7% | 8.939% | 0.06602% | 0.06319%
907 | 130891.6578 | 7439.5048 | 138331.1626 | 129846.1747 | 100.8% | 1045.4831 | 191.8732 | 0.072721 | 15.56% | 9.753% | 0.9225% | 0.8766% | 9166.8306 | 4879.0399 | 135770.6977 | 126212.4702 | 129074.8055 | -1816.8522 | 102.3% | 2862.3353 | 0.039289 | 17.23% | 11.35% | 2.599% | 2.469%
908 | 128520.2748 | 7256.108 | 135776.3828 | 128496.9781 | 100% | 23.2967 | 264.4362 | 0.099377 | 14.65% | 8.896% | 0.02027% | 0.01974% | 12404.6752 | 2992.3762 | 131512.651 | 132948.9896 | 131512.651 | 2992.3762 | 98.92% | -1436.3387 | 0.153 | 13.39% | 7.7% | -1.239% | -1.176%
909 | 128223.1569 | 7357.2596 | 135580.4165 | 127599.3055 | 100.5% | 623.8514 | 220.4997 | 0.0832 | 15.19% | 9.409% | 0.5599% | 0.5323% | 10319.7067 | 4094.4164 | 132317.5734 | 126868.6318 | 127857.8201 | -365.3369 | 100.8% | 989.1883 | 0.073392 | 15.53% | 9.725% | 0.8933% | 0.8489%
910 | 130550.459 | 5892.244 | 136442.7031 | 129928.5898 | 100.5% | 621.8693 | 221.4566 | 0.083553 | 15.18% | 9.397% | 0.5481% | 0.5211% | 10552.6095 | 3712.9217 | 134263.3807 | 128361.166 | 129766.7472 | -783.7119 | 101.1% | 1405.5811 | 0.065081 | 15.89% | 10.07% | 1.255% | 1.192%
911 | 136263.4629 | 3466.0785 | 139729.5414 | 136487.3582 | 99.84% | -223.8953 | 302.761 | 0.10637 | 14.44% | 8.698% | -0.1886% | -0.1786% | 15058.1705 | 2808.4389 | 139071.9018 | 133914.9404 | 134977.254 | -1286.2089 | 100.8% | 1062.3136 | 0.073034 | 15.54% | 9.74% | 0.9088% | 0.8637%
912 | 133875.9249 | 6377.846 | 140253.7709 | 132551.8241 | 101% | 1324.1008 | 177.3407 | 0.067613 | 15.78% | 9.964% | 1.145% | 1.088% | 8665.7021 | 1335.659 | 135211.584 | 131465.8191 | 133332.9224 | -543.0025 | 101.4% | 1867.1033 | 0.056509 | 16.26% | 10.42% | 1.628% | 1.546%
913 | 131013.0409 | 4382.2775 | 135395.3184 | 130846.0478 | 100.1% | 166.9931 | 254.2196 | 0.095615 | 14.78% | 9.015% | 0.1458% | 0.139% | 12156.7184 | 1000 | 132013.0409 | 129863.6533 | 130521.8436 | -491.1972 | 100.5% | 658.1903 | 0.082584 | 15.21% | 9.428% | 0.5805% | 0.5518%
914 | 136792.2514 | 5701.3576 | 142493.609 | 135037.5877 | 101.3% | 1754.6637 | 154.8143 | 0.059694 | 16.12% | 10.29% | 1.489% | 1.415% | 7729.7488 | 1300.5002 | 138092.7516 | 134053.1845 | 136300.0498 | -492.2016 | 101.7% | 2246.8653 | 0.05014 | 16.55% | 10.7% | 1.921% | 1.825%
915 | 129551.9721 | 2915.8657 | 132467.8378 | 130001.2471 | 99.65% | -449.275 | 343.2886 | 0.11532 | 14.24% | 8.5% | -0.3967% | -0.3763% | 16232.9064 | 1000 | 130551.9721 | 129420.831 | 129261.764 | -290.2081 | 99.88% | -159.067 | 0.10435 | 14.49% | 8.742% | -0.1414% | -0.1338%
916 | 131917.0525 | 4486.9211 | 136403.9736 | 131276.5781 | 100.5% | 640.4744 | 220.5994 | 0.083235 | 15.19% | 9.407% | 0.5588% | 0.5312% | 10621.7996 | 1386.8781 | 133303.9306 | 130764.8689 | 131661.1979 | -255.8546 | 100.7% | 896.329 | 0.076446 | 15.42% | 9.622% | 0.7852% | 0.7463%
917 | 136393.7063 | 4043.871 | 140437.5773 | 136548.7293 | 99.89% | -155.023 | 291.4779 | 0.10392 | 14.5% | 8.753% | -0.1307% | -0.1236% | 14510.8468 | 2601.4497 | 138995.156 | 136443.6121 | 136341.1477 | -52.5586 | 99.92% | -102.4644 | 0.10259 | 14.55% | 8.794% | -0.0866% | -0.08176%
918 | 137708.7022 | 4413.7405 | 142122.4427 | 139062.3313 | 99.03% | -1353.629 | 483.4607 | 0.14626 | 13.52% | 7.816% | -1.116% | -1.06% | 24300.5131 | 3196.1173 | 140904.8195 | 140059.6947 | 140059.6947 | 2350.9925 | 100% | 0 | 0.1 | 14.63% | 8.876% | -0.0005144% | 0%
919 | 136896.5937 | 3933.8102 | 140830.4038 | 139863.6364 | 97.88% | -2967.0428 | 489.4013 | 0.22668 | 12.2% | 6.567% | -2.432% | -2.31% | 24454.041 | 1000 | 137896.5937 | 140114.4337 | 137896.5937 | 1000 | 98.42% | -2217.8401 | 0.18583 | 12.82% | 7.153% | -1.815% | -1.723%
920 | 143984.0119 | 3189.5791 | 147173.5909 | 144632.0182 | 99.55% | -648.0063 | 366.1639 | 0.12037 | 14.12% | 8.388% | -0.5141% | -0.4878% | 19243.4369 | 2570.2244 | 146554.2362 | 147901.8889 | 146554.2362 | 2570.2244 | 99.09% | -1347.6527 | 0.14319 | 13.59% | 7.884% | -1.045% | -0.9921%
921 | 118630.3163 | 5435.3618 | 124065.678 | 118054.2716 | 100.5% | 576.0447 | 220.5894 | 0.083233 | 15.19% | 9.407% | 0.5588% | 0.5313% | 9551.5363 | 3511.9958 | 122142.3121 | 113373.4939 | 116289.9274 | -2340.3889 | 102.6% | 2916.4335 | 0.034109 | 17.58% | 11.68% | 2.948% | 2.801%
922 | 134743.9794 | 6934.2325 | 141678.2118 | 134774.989 | 99.98% | -31.0097 | 271.2639 | 0.10079 | 14.61% | 8.851% | -0.02689% | -0.02505% | 13341.179 | 4690.811 | 139434.7904 | 132695.8416 | 133704.4057 | -1039.5737 | 100.8% | 1008.564 | 0.07391 | 15.5% | 9.704% | 0.8708% | 0.8275%
923 | 129691.0959 | 7265.664 | 136956.7599 | 129152.9456 | 100.4% | 538.1503 | 227.2377 | 0.085682 | 15.11% | 9.33% | 0.4771% | 0.4537% | 10756.8079 | 5636.0101 | 135327.106 | 126447.4924 | 128338.3693 | -1352.7266 | 101.5% | 1890.8769 | 0.054527 | 16.35% | 10.5% | 1.714% | 1.628%
924 | 122189.454 | 10062.6609 | 132252.1149 | 120766.7572 | 101.2% | 1422.6968 | 163.9153 | 0.062892 | 15.98% | 10.16% | 1.35% | 1.283% | 7310.4831 | 4779.8771 | 126969.331 | 120080.6853 | 121846.418 | -343.0359 | 101.5% | 1765.7327 | 0.055184 | 16.32% | 10.48% | 1.685% | 1.601%
925 | 127510.7517 | 4891.3059 | 132402.0576 | 127440.7855 | 100.1% | 69.9662 | 261.0074 | 0.098113 | 14.7% | 8.936% | 0.06242% | 0.05977% | 12147.6556 | 4810.7468 | 132321.4985 | 128912.9909 | 128982.9571 | 1472.2054 | 100.1% | 69.9662 | 0.098135 | 14.7% | 8.935% | 0.0617% | 0.05909%
926 | 134727.1559 | 5477.4325 | 140204.5884 | 133482.8442 | 100.9% | 1244.3116 | 182.3444 | 0.069373 | 15.7% | 9.891% | 1.068% | 1.015% | 8966.8586 | 1843.3105 | 136570.4664 | 136889.7588 | 136570.4664 | 1843.3105 | 99.77% | -319.2924 | 0.10978 | 14.37% | 8.622% | -0.2679% | -0.254%
927 | 137344.4911 | 3624.3056 | 140968.7967 | 137510.1546 | 99.88% | -165.6635 | 293.0328 | 0.10423 | 14.49% | 8.745% | -0.1386% | -0.1312% | 14689.9496 | 1000 | 138344.4911 | 134930.2393 | 136054.5335 | -1289.9576 | 100.8% | 1124.2941 | 0.071981 | 15.59% | 9.783% | 0.9547% | 0.9072%
928 | 134825.1263 | 5225.7801 | 140050.9064 | 133873.3568 | 100.7% | 951.7695 | 199.7746 | 0.07557 | 15.45% | 9.65% | 0.8145% | 0.7741% | 9831.1436 | 1000 | 135825.1263 | 136349.2342 | 135825.1263 | 1000 | 99.62% | -524.1079 | 0.11723 | 14.19% | 8.458% | -0.4411% | -0.4185%
929 | 132516.0486 | 4981.8063 | 137497.8549 | 132438.6742 | 100.1% | 77.3743 | 260.6778 | 0.097992 | 14.7% | 8.94% | 0.06646% | 0.06361% | 12608.5565 | 1000 | 133516.0486 | 134063.2182 | 133516.0486 | 1000 | 99.59% | -547.1696 | 0.1184 | 14.16% | 8.432% | -0.4684% | -0.4444%
930 | 132156.8426 | 3457.4581 | 135614.3007 | 132193.3634 | 99.97% | -36.5208 | 272.3005 | 0.10095 | 14.6% | 8.846% | -0.03218% | -0.03008% | 13135.0265 | 3535.8777 | 135692.7203 | 131671.0014 | 131895.6616 | -261.181 | 100.2% | 224.6602 | 0.094137 | 14.83% | 9.062% | 0.1951% | 0.1858%
931 | 133722.5465 | 4285.9791 | 138008.5255 | 132634.5231 | 100.8% | 1088.0234 | 190.7358 | 0.072322 | 15.57% | 9.769% | 0.9398% | 0.8931% | 9309.5725 | 1319.1792 | 135041.7257 | 133707.095 | 134795.1184 | 1072.5719 | 100.8% | 1088.0234 | 0.072495 | 15.57% | 9.762% | 0.9323% | 0.886%
932 | 130175.7722 | 6180.231 | 136356.0031 | 129862.8293 | 100.2% | 312.9428 | 243.6341 | 0.091719 | 14.91% | 9.139% | 0.2757% | 0.2624% | 11576.0708 | 3530.2153 | 133705.9874 | 131122.949 | 131435.8918 | 1260.1196 | 100.2% | 312.9428 | 0.091799 | 14.91% | 9.136% | 0.2731% | 0.2598%
933 | 126854.1835 | 9934.3638 | 136788.5472 | 126642.0295 | 100.2% | 212.154 | 250.495 | 0.094244 | 14.82% | 9.059% | 0.1915% | 0.1824% | 11598.3635 | 5731.8638 | 132586.0473 | 122867.4542 | 124966.8958 | -1887.2876 | 101.7% | 2099.4416 | 0.049542 | 16.59% | 10.74% | 1.958% | 1.86%
934 | 134099.8267 | 4494.9663 | 138594.793 | 134038.856 | 100% | 60.9707 | 261.8851 | 0.098437 | 14.68% | 8.926% | 0.05163% | 0.04952% | 12818.3431 | 1000 | 135099.8267 | 135901.6395 | 135099.8267 | 1000 | 99.41% | -801.8128 | 0.12736 | 13.96% | 8.234% | -0.6768% | -0.6424%
935 | 138061.743 | 5618.7919 | 143680.5349 | 137435.1568 | 100.5% | 626.5862 | 223.5781 | 0.084334 | 15.16% | 9.373% | 0.5221% | 0.4964% | 11266.667 | 4338.325 | 142400.068 | 139361.8546 | 139988.4408 | 1926.6978 | 100.4% | 626.5862 | 0.08455 | 15.15% | 9.366% | 0.5149% | 0.4895%
936 | 122078.6364 | 10458.074 | 132536.7103 | 121698.8906 | 100.3% | 379.7457 | 237.0058 | 0.089278 | 14.99% | 9.216% | 0.3572% | 0.3397% | 10560.6706 | 5283.2464 | 127361.8827 | 121605.7131 | 122032.0476 | -46.5887 | 100.4% | 426.3345 | 0.087953 | 15.03% | 9.258% | 0.4014% | 0.3817%
937 | 125709.9544 | 8987.3338 | 134697.2883 | 124919.249 | 100.6% | 790.7055 | 207.0536 | 0.07825 | 15.36% | 9.565% | 0.7251% | 0.6892% | 9500.4766 | 3152.3784 | 128862.3329 | 127875.2212 | 128665.9267 | 2955.9723 | 100.6% | 790.7055 | 0.078752 | 15.34% | 9.549% | 0.7083% | 0.6732%
938 | 139972.2781 | 3827.0063 | 143799.2845 | 140135.5755 | 99.88% | -163.2974 | 292.1457 | 0.10403 | 14.5% | 8.749% | -0.1341% | -0.1269% | 14925.6878 | 1250.8666 | 141223.1448 | 143212.9656 | 141223.1448 | 1250.8666 | 98.61% | -1989.8209 | 0.17319 | 13.04% | 7.363% | -1.593% | -1.513%
939 | 140573.6374 | 4420.6686 | 144994.306 | 140534.9825 | 100% | 38.6548 | 263.5591 | 0.099055 | 14.66% | 8.906% | 0.03102% | 0.02995% | 13523.051 | 1238.3758 | 141812.0132 | 137913.2713 | 139262.7818 | -1310.8556 | 101% | 1349.5104 | 0.068151 | 15.75% | 9.942% | 1.121% | 1.065%
940 | 133023.8581 | 3439.3755 | 136463.2336 | 132164.1191 | 100.7% | 859.739 | 205.419 | 0.077647 | 15.38% | 9.584% | 0.7452% | 0.7082% | 9973.853 | 3237.7307 | 136261.5888 | 130030.7758 | 131957.1865 | -1066.6716 | 101.5% | 1926.4106 | 0.054893 | 16.33% | 10.49% | 1.698% | 1.613%
941 | 138414.306 | 6488.1706 | 144902.4766 | 137216.5879 | 100.9% | 1197.7181 | 186.796 | 0.070936 | 15.63% | 9.827% | 1% | 0.9503% | 9437.1616 | 2808.0015 | 141222.3075 | 136526.5187 | 138069.2714 | -345.0346 | 101.1% | 1542.7527 | 0.064159 | 15.93% | 10.11% | 1.295% | 1.23%
942 | 130411.2108 | 3535.6223 | 133946.8331 | 130420.3129 | 99.99% | -9.1021 | 267.6856 | 0.10024 | 14.62% | 8.869% | -0.008515% | -0.007598% | 12741.8579 | 1000 | 131411.2108 | 132003.3051 | 131411.2108 | 1000 | 99.55% | -592.0942 | 0.12039 | 14.12% | 8.388% | -0.5147% | -0.4884%
943 | 129202.8499 | 5872.8568 | 135075.7067 | 127758.345 | 101.1% | 1444.5049 | 167.469 | 0.064141 | 15.93% | 10.11% | 1.296% | 1.231% | 7897.6752 | 6603.3318 | 135806.1816 | 123890.078 | 127268.7164 | -1934.1335 | 102.7% | 3378.6384 | 0.032159 | 17.76% | 11.85% | 3.126% | 2.969%
944 | 133520.5284 | 4793.1032 | 138313.6316 | 132042.0881 | 101.1% | 1478.4402 | 168.2903 | 0.064431 | 15.92% | 10.1% | 1.283% | 1.219% | 8201.6246 | 4762.7396 | 138283.268 | 129851.4683 | 132425.2185 | -1095.3099 | 102% | 2573.7502 | 0.044529 | 16.9% | 11.03% | 2.272% | 2.158%
945 | 137357.2917 | 4402.4773 | 141759.769 | 136751.2834 | 100.4% | 606.0083 | 224.7698 | 0.084773 | 15.14% | 9.359% | 0.5075% | 0.4825% | 11268.9245 | 1000 | 138357.2917 | 136067.3249 | 137015.3125 | -341.9793 | 100.7% | 947.9876 | 0.07606 | 15.43% | 9.635% | 0.7981% | 0.7585%
946 | 126514.1019 | 6615.1164 | 133129.2183 | 125932.6019 | 100.5% | 581.5 | 223.0329 | 0.084133 | 15.16% | 9.379% | 0.5288% | 0.5027% | 10299.1363 | 4666.3698 | 131180.4717 | 127286.0287 | 127867.5287 | 1353.4268 | 100.5% | 581.5 | 0.084302 | 15.16% | 9.374% | 0.5232% | 0.4974%
947 | 128795.6136 | 4036.0138 | 132831.6274 | 129763.1765 | 99.25% | -967.5629 | 432.6068 | 0.13503 | 13.78% | 8.064% | -0.8553% | -0.8118% | 20337.0201 | 4081.749 | 132877.3625 | 131069.9602 | 131069.9602 | 2274.3466 | 100% | 0 | 0.1 | 14.63% | 8.876% | -0.0005144% | 0%
948 | 133304.6075 | 3702.9058 | 137007.5132 | 133447.9412 | 99.89% | -143.3337 | 290.1123 | 0.10371 | 14.51% | 8.759% | -0.1236% | -0.1169% | 14115.7575 | 1388.0774 | 134692.6849 | 135647.3938 | 134692.6849 | 1388.0774 | 99.3% | -954.7089 | 0.13297 | 13.83% | 8.11% | -0.8073% | -0.7663%
949 | 132890.1972 | 7575.5754 | 140465.7726 | 131828.751 | 100.8% | 1061.4462 | 191.8732 | 0.072721 | 15.56% | 9.753% | 0.9225% | 0.8766% | 9306.7957 | 7865.6967 | 140755.8939 | 128747.534 | 131349.5887 | -1540.6085 | 102% | 2602.0547 | 0.043815 | 16.95% | 11.08% | 2.316% | 2.2%
950 | 138858.2044 | 4313.879 | 143172.0833 | 139124.844 | 99.81% | -266.6396 | 308.9209 | 0.10773 | 14.41% | 8.668% | -0.2202% | -0.2087% | 15657.1122 | 2575.8761 | 141434.0804 | 137588.6986 | 138090.1317 | -768.0727 | 100.4% | 501.4331 | 0.087477 | 15.05% | 9.273% | 0.4173% | 0.3968%
951 | 121474.8239 | 7231.7081 | 128706.5321 | 120883.8056 | 100.5% | 591.0184 | 220.4997 | 0.0832 | 15.19% | 9.409% | 0.5599% | 0.5323% | 9776.5847 | 4536.697 | 126011.521 | 121026.8911 | 121617.9095 | 143.0855 | 100.5% | 591.0184 | 0.08322 | 15.19% | 9.408% | 0.5593% | 0.5317%
952 | 132675.0402 | 7181.1544 | 139856.1946 | 131781.1485 | 100.7% | 893.8916 | 202.8175 | 0.076692 | 15.41% | 9.615% | 0.7771% | 0.7385% | 9821.718 | 4412.4788 | 137087.5189 | 133388.4738 | 134282.3654 | 1607.3253 | 100.7% | 893.8916 | 0.076972 | 15.4% | 9.606% | 0.7677% | 0.7296%
953 | 130492.2102 | 7844.0943 | 138336.3044 | 130212.0803 | 100.2% | 280.1299 | 246.0562 | 0.092608 | 14.88% | 9.11% | 0.2461% | 0.2342% | 11719.5737 | 5445.6494 | 135937.8595 | 131230.8737 | 131511.0036 | 1018.7934 | 100.2% | 280.1299 | 0.092665 | 14.88% | 9.109% | 0.2442% | 0.2324%
954 | 127978.3529 | 4855.4533 | 132833.8062 | 126796.3718 | 100.9% | 1181.9811 | 182.3444 | 0.069373 | 15.7% | 9.891% | 1.068% | 1.015% | 8517.6873 | 2678.5089 | 130656.8619 | 124594.6844 | 126877.5092 | -1100.8437 | 101.8% | 2282.8248 | 0.047278 | 16.73% | 10.87% | 2.1% | 1.995%
955 | 125112.9777 | 5216.7323 | 130329.7099 | 124385.7924 | 100.6% | 727.1852 | 211.5689 | 0.079911 | 15.3% | 9.513% | 0.6697% | 0.6365% | 9661.5548 | 6075.0476 | 131188.0253 | 124990.4421 | 125717.6273 | 604.6496 | 100.6% | 727.1852 | 0.080008 | 15.3% | 9.51% | 0.6664% | 0.6334%
956 | 133472.4654 | 6725.9924 | 140198.4578 | 131181.4046 | 101.7% | 2291.0609 | 124.4933 | 0.048849 | 16.63% | 10.78% | 2.002% | 1.902% | 6064.9975 | 2862.359 | 136334.8244 | 128384.4681 | 132073.9972 | -1398.4682 | 102.9% | 3689.5291 | 0.030309 | 17.93% | 12.01% | 3.294% | 3.129%
957 | 141440.0805 | 3897.4511 | 145337.5316 | 141930.5824 | 99.65% | -490.502 | 343.2886 | 0.11532 | 14.24% | 8.5% | -0.3967% | -0.3763% | 17722.4904 | 5021.5154 | 146461.5958 | 146187.2493 | 146187.2493 | 4747.1689 | 100% | 0 | 0.1 | 14.63% | 8.876% | -0.0005144% | 0%
958 | 129917.4175 | 6988.6475 | 136906.065 | 127621.9171 | 101.8% | 2295.5004 | 122.0015 | 0.047892 | 16.69% | 10.83% | 2.061% | 1.958% | 5785.2922 | 2624.6976 | 132542.1151 | 123490.0739 | 127851.4959 | -2065.9216 | 103.5% | 4361.422 | 0.022556 | 18.68% | 12.72% | 4.048% | 3.845%
959 | 139318.1035 | 2645.2804 | 141963.3839 | 145273.3025 | 95.9% | -5955.199 | 489.4013 | 0.45405 | 9.934% | 4.413% | -4.7% | -4.463% | 24886.5989 | 1000 | 140318.1035 | 140641.9371 | 137002.4208 | -2315.6827 | 97.41% | -3639.5163 | 0.2673 | 11.67% | 6.059% | -2.967% | -2.817%
960 | 130890.7726 | 5118.8094 | 136009.582 | 131268.882 | 99.71% | -378.1095 | 330.4406 | 0.11248 | 14.3% | 8.563% | -0.3307% | -0.3136% | 15786.8422 | 3007.8613 | 133898.6339 | 135098.2486 | 133898.6339 | 3007.8613 | 99.11% | -1199.6147 | 0.14205 | 13.61% | 7.909% | -1.018% | -0.9668%
961 | 132879.5054 | 3818.3766 | 136697.882 | 134013.4847 | 99.15% | -1133.9793 | 455.0535 | 0.13999 | 13.66% | 7.955% | -0.9705% | -0.9213% | 22070.5594 | 1000 | 133879.5054 | 134752.5074 | 133879.5054 | 1000 | 99.35% | -873.002 | 0.13021 | 13.89% | 8.171% | -0.7432% | -0.7054%
962 | 133338.7083 | 4780.1421 | 138118.8505 | 133261.0553 | 100.1% | 77.653 | 260.6884 | 0.097998 | 14.7% | 8.94% | 0.06628% | 0.06344% | 12687.3484 | 7944.2572 | 141282.9656 | 134739.5245 | 134817.1776 | 1478.4692 | 100.1% | 77.653 | 0.09802 | 14.7% | 8.939% | 0.06555% | 0.06275%
963 | 132430.7061 | 4066.5903 | 136497.2964 | 132275.025 | 100.1% | 155.6811 | 255.1465 | 0.095956 | 14.77% | 9.004% | 0.1344% | 0.1281% | 12333.071 | 2715.8501 | 135146.5562 | 133589.7632 | 133745.4443 | 1314.7382 | 100.1% | 155.6811 | 0.095996 | 14.77% | 9.003% | 0.1331% | 0.1269%
964 | 127968.1874 | 2908.3679 | 130876.5553 | 130020.8932 | 98.42% | -2052.7057 | 489.4013 | 0.18556 | 12.82% | 7.157% | -1.81% | -1.719% | 22859.1466 | 3545.0473 | 131513.2347 | 127622.1569 | 126768.8193 | -1199.3681 | 99.33% | -853.3376 | 0.13124 | 13.87% | 8.148% | -0.767% | -0.728%
965 | 132983.2361 | 5200.4617 | 138183.6979 | 132726.8648 | 100.2% | 256.3713 | 248.1024 | 0.093363 | 14.85% | 9.086% | 0.2209% | 0.2103% | 12042.6135 | 4140.3328 | 137123.5689 | 134801.3691 | 135057.7405 | 2074.5043 | 100.2% | 256.3713 | 0.093465 | 14.85% | 9.083% | 0.2175% | 0.2071%
966 | 132647.7252 | 4723.8233 | 137371.5485 | 132182.9734 | 100.4% | 464.7518 | 233.3178 | 0.087918 | 15.04% | 9.259% | 0.4025% | 0.3828% | 11296.4145 | 1000 | 133647.7252 | 131193.2243 | 132152.8507 | -494.8746 | 100.7% | 959.6264 | 0.074865 | 15.47% | 9.673% | 0.838% | 0.7964%
967 | 131688.2671 | 6193.3107 | 137881.5779 | 131533.0225 | 100.1% | 155.2446 | 255.1166 | 0.095944 | 14.77% | 9.005% | 0.1348% | 0.1285% | 12262.4915 | 1338.3641 | 133026.6313 | 135254.698 | 133026.6313 | 1338.3641 | 98.35% | -2228.0668 | 0.19004 | 12.74% | 7.083% | -1.889% | -1.794%
968 | 127381.7627 | 7409.368 | 134791.1307 | 125883.4832 | 101.2% | 1498.2795 | 163.0075 | 0.062571 | 16% | 10.17% | 1.364% | 1.296% | 7578.9275 | 6079.618 | 133461.3807 | 124925.755 | 126902.8986 | -478.8641 | 101.6% | 1977.1436 | 0.052227 | 16.45% | 10.6% | 1.814% | 1.723%
969 | 132485.8849 | 4626.3419 | 137112.2268 | 132317.0145 | 100.1% | 168.8704 | 254.2196 | 0.095615 | 14.78% | 9.015% | 0.1458% | 0.139% | 12293.3838 | 3384.9598 | 135870.8447 | 131305.7654 | 131980.2604 | -505.6245 | 100.5% | 674.495 | 0.082349 | 15.22% | 9.435% | 0.5883% | 0.5593%
970 | 131834.7112 | 6664.0602 | 138498.7714 | 129571.7624 | 101.7% | 2262.9487 | 124.4933 | 0.048849 | 16.63% | 10.78% | 2.002% | 1.902% | 5990.5778 | 1698.143 | 133532.8542 | 132084.8596 | 133532.8542 | 1698.143 | 101.1% | 1447.9945 | 0.065048 | 15.89% | 10.07% | 1.256% | 1.194%
971 | 134042.2558 | 5138.7936 | 139181.0493 | 133014.9276 | 100.8% | 1027.3281 | 194.3352 | 0.073586 | 15.52% | 9.717% | 0.8848% | 0.8409% | 9507.931 | 1864.0406 | 135906.2963 | 133352.7962 | 134380.1243 | 337.8686 | 100.8% | 1027.3281 | 0.073638 | 15.52% | 9.715% | 0.8826% | 0.8388%
972 | 126798.9944 | 3597.1346 | 130396.129 | 126366.2001 | 100.3% | 432.7942 | 234.1643 | 0.088231 | 15.03% | 9.249% | 0.3921% | 0.3729% | 10837.5056 | 2679.9077 | 129478.9021 | 128071.5222 | 128504.3164 | 1705.3221 | 100.3% | 432.7942 | 0.088388 | 15.02% | 9.244% | 0.3869% | 0.3679%
973 | 134747.6114 | 3688.5713 | 138436.1828 | 134900.7635 | 99.89% | -153.1521 | 291.4779 | 0.10392 | 14.5% | 8.753% | -0.1307% | -0.1236% | 14335.7197 | 1765.582 | 136513.1934 | 135289.6921 | 135289.6921 | 542.0807 | 100% | 0 | 0.1 | 14.63% | 8.876% | -0.0005144% | 0%
974 | 122165.5182 | 8958.8047 | 131124.3229 | 120780.0318 | 101.1% | 1385.4865 | 166.2348 | 0.063707 | 15.95% | 10.13% | 1.314% | 1.249% | 7412.4782 | 6937.0162 | 129102.5344 | 120128.4318 | 121839.7183 | -325.8 | 101.4% | 1711.2865 | 0.056394 | 16.27% | 10.43% | 1.632% | 1.551%
975 | 138992.9275 | 3994.0496 | 142986.9771 | 141351.023 | 98.33% | -2358.0955 | 489.4013 | 0.19141 | 12.72% | 7.06% | -1.913% | -1.816% | 24828.5122 | 1000 | 139992.9275 | 140139.0257 | 138386.9289 | -605.9986 | 98.75% | -1752.0969 | 0.1641 | 13.2% | 7.515% | -1.434% | -1.361%
976 | 123779.8521 | 6554.9102 | 130334.7623 | 122922.1113 | 100.7% | 857.7408 | 201.0034 | 0.076022 | 15.43% | 9.636% | 0.7994% | 0.7597% | 9081.2624 | 5264.0489 | 129043.901 | 122543.5991 | 123590.596 | -189.2561 | 100.9% | 1046.9969 | 0.071424 | 15.61% | 9.806% | 0.9789% | 0.9302%
977 | 132894.0537 | 4763.3376 | 137657.3913 | 132447.7178 | 100.3% | 446.3359 | 234.6734 | 0.08842 | 15.02% | 9.243% | 0.3858% | 0.3669% | 11383.1459 | 3016.6593 | 135910.713 | 137262.4088 | 135910.713 | 3016.6593 | 99.02% | -1351.6957 | 0.14682 | 13.5% | 7.804% | -1.129% | -1.072%
978 | 126406.1477 | 6130.2004 | 132536.3481 | 126435.2386 | 99.98% | -29.0908 | 271.2639 | 0.10079 | 14.61% | 8.851% | -0.02689% | -0.02505% | 12515.6393 | 3740.2293 | 130146.3771 | 128601.9443 | 128601.9443 | 2195.7966 | 100% | 0 | 0.1 | 14.63% | 8.876% | -0.0005144% | 0%
979 | 130774.3535 | 4350.0088 | 135124.3623 | 130887.1046 | 99.91% | -112.7511 | 285.3678 | 0.10297 | 14.53% | 8.782% | -0.09926% | -0.09379% | 13621.3588 | 2531.0238 | 133305.3774 | 130111.5227 | 130386.5626 | -387.7909 | 100.2% | 275.0399 | 0.092736 | 14.88% | 9.106% | 0.2418% | 0.2302%
980 | 130375.8678 | 3471.7118 | 133847.5796 | 130527.9696 | 99.88% | -152.1018 | 292.1457 | 0.10403 | 14.5% | 8.749% | -0.1341% | -0.1269% | 13902.3921 | 1260.3873 | 131636.2551 | 127868.6712 | 129046.2186 | -1329.6492 | 100.9% | 1177.5474 | 0.06967 | 15.69% | 9.879% | 1.055% | 1.003%
981 | 128037.1855 | 7025.2794 | 135062.4649 | 127829.0458 | 100.2% | 208.1397 | 250.9303 | 0.094405 | 14.82% | 9.053% | 0.1861% | 0.1773% | 11726.8697 | 5312.6844 | 133349.8699 | 125805.9142 | 127025.6197 | -1011.5658 | 101% | 1219.7055 | 0.068389 | 15.74% | 9.932% | 1.111% | 1.056%
982 | 137301.694 | 2756.6217 | 140058.3157 | 136676.3221 | 100.5% | 625.372 | 223.4202 | 0.084277 | 15.16% | 9.374% | 0.524% | 0.4982% | 11196.7283 | 4707.7949 | 142009.4889 | 139243.7491 | 139869.1211 | 2567.427 | 100.4% | 625.372 | 0.084567 | 15.15% | 9.365% | 0.5143% | 0.489%
983 | 131649.9246 | 4764.9244 | 136414.8489 | 131482.1197 | 100.1% | 167.8049 | 254.2196 | 0.095615 | 14.78% | 9.015% | 0.1458% | 0.139% | 12215.8149 | 5028.4156 | 136678.3402 | 130806.8653 | 131312.2974 | -337.6272 | 100.4% | 505.4321 | 0.086723 | 15.08% | 9.297% | 0.4424% | 0.4207%
984 | 139473.4766 | 5084.603 | 144558.0797 | 138680.2242 | 100.6% | 793.2525 | 212.745 | 0.080345 | 15.29% | 9.499% | 0.6552% | 0.6228% | 10830.3862 | 3556.6845 | 143030.1611 | 140366.4459 | 141159.6984 | 1686.2217 | 100.6% | 793.2525 | 0.080581 | 15.28% | 9.491% | 0.6473% | 0.6153%
985 | 125994.8348 | 5727.0379 | 131721.8727 | 124917.3084 | 100.9% | 1077.5264 | 187.5663 | 0.071207 | 15.62% | 9.815% | 0.9883% | 0.9392% | 8625.8224 | 5305.556 | 131300.3908 | 126998.8498 | 128076.3763 | 2081.5415 | 100.8% | 1077.5264 | 0.07158 | 15.61% | 9.8% | 0.9721% | 0.9238%
986 | 141302.6792 | 2161.9966 | 143464.6758 | 141669.8939 | 99.74% | -367.2147 | 324.0016 | 0.11106 | 14.34% | 8.594% | -0.2976% | -0.2822% | 16710.5379 | 1000 | 142302.6792 | 141069.915 | 141002.6898 | -299.9894 | 99.95% | -67.2253 | 0.10164 | 14.58% | 8.824% | -0.05514% | -0.05188%
987 | 135614.5506 | 2574.9598 | 138189.5105 | 138058.1266 | 98.23% | -2443.576 | 489.4013 | 0.19805 | 12.6% | 6.949% | -2.029% | -1.927% | 24225.0278 | 2733.2362 | 138347.7868 | 139937.7016 | 138347.7868 | 2733.2362 | 98.86% | -1589.9148 | 0.15665 | 13.33% | 7.639% | -1.303% | -1.237%
988 | 133229.2241 | 6149.98 | 139379.204 | 132908.9407 | 100.2% | 320.2833 | 243.6341 | 0.091719 | 14.91% | 9.139% | 0.2757% | 0.2624% | 11847.6034 | 4455.5227 | 137684.7468 | 130646.6048 | 132098.0561 | -1131.168 | 101.1% | 1451.4513 | 0.06466 | 15.91% | 10.09% | 1.273% | 1.21%
989 | 124519.0874 | 6804.8171 | 131323.9045 | 124701.9874 | 99.85% | -182.9 | 298.8737 | 0.10552 | 14.46% | 8.717% | -0.1686% | -0.1597% | 13583.6501 | 2357.3284 | 126876.4159 | 124826.4152 | 124826.4152 | 307.3277 | 100% | 0 | 0.1 | 14.63% | 8.876% | -0.0005144% | 0%
990 | 131895.647 | 6744.6638 | 138640.3108 | 131194.3794 | 100.5% | 701.2676 | 216.2409 | 0.081633 | 15.25% | 9.458% | 0.6122% | 0.582% | 10410.2507 | 5532.5975 | 137428.2445 | 134963.9614 | 135665.229 | 3769.582 | 100.5% | 701.2676 | 0.082146 | 15.23% | 9.442% | 0.5951% | 0.5657%
991 | 137057.3795 | 2578.7672 | 139636.1467 | 138128.5336 | 99.22% | -1071.1541 | 439.2751 | 0.1365 | 13.74% | 8.032% | -0.8895% | -0.8443% | 21975.1492 | 3128.2993 | 140185.6788 | 137237.1138 | 136611.6696 | -445.7099 | 99.54% | -625.4442 | 0.12075 | 14.11% | 8.38% | -0.5229% | -0.4962%
992 | 122270.3552 | 8187.1119 | 130457.467 | 122110.3173 | 100.1% | 160.0379 | 253.9006 | 0.095496 | 14.78% | 9.019% | 0.1497% | 0.1427% | 11331.2487 | 5260.0743 | 127530.4294 | 124919.019 | 125079.0568 | 2808.7017 | 100.1% | 160.0379 | 0.095598 | 14.78% | 9.016% | 0.1463% | 0.1395%
993 | 130862.109 | 5881.4431 | 136743.5521 | 130498.3474 | 100.3% | 363.7616 | 240.1138 | 0.090422 | 14.95% | 9.18% | 0.319% | 0.3035% | 11468.957 | 1000 | 131862.109 | 126429.0711 | 128827.4708 | -2034.6382 | 101.9% | 2398.3998 | 0.046089 | 16.81% | 10.94% | 2.174% | 2.065%
994 | 132608.7685 | 2946.8615 | 135555.63 | 132860.7225 | 99.81% | -251.9541 | 308.4723 | 0.10763 | 14.42% | 8.67% | -0.2179% | -0.2065% | 14930.74 | 4294.257 | 136903.0255 | 134394.5187 | 134394.5187 | 1785.7502 | 100% | 0 | 0.1 | 14.63% | 8.876% | -0.0005144% | 0%
995 | 135203.5658 | 6368.9683 | 141572.5341 | 135044.1771 | 100.1% | 159.3888 | 255.1166 | 0.095944 | 14.77% | 9.005% | 0.1348% | 0.1285% | 12589.8276 | 3202.7618 | 138406.3277 | 137025.8766 | 137185.2654 | 1981.6996 | 100.1% | 159.3888 | 0.096003 | 14.77% | 9.003% | 0.1328% | 0.1266%
996 | 128188.7478 | 8893.2357 | 137081.9835 | 126531.1133 | 101.3% | 1657.6345 | 154.0169 | 0.059412 | 16.13% | 10.3% | 1.501% | 1.426% | 7206.2796 | 7722.6591 | 135911.4069 | 126823.4545 | 128481.089 | 292.3412 | 101.3% | 1657.6345 | 0.059492 | 16.13% | 10.3% | 1.498% | 1.423%
997 | 125475.1507 | 7335.8996 | 132811.0503 | 123951.5585 | 101.2% | 1523.5922 | 160.0771 | 0.061544 | 16.04% | 10.21% | 1.409% | 1.338% | 7331.2794 | 4699.4803 | 130174.631 | 126566.2942 | 128089.8864 | 2614.7357 | 101.2% | 1523.5922 | 0.062214 | 16.01% | 10.19% | 1.379% | 1.311%
998 | 131573.5485 | 3884.6237 | 135458.1722 | 131582.7317 | 99.99% | -9.1832 | 267.6856 | 0.10024 | 14.62% | 8.869% | -0.008515% | -0.007598% | 12855.4244 | 1000 | 132573.5485 | 131198.26 | 131381.3127 | -192.2358 | 100.1% | 183.0527 | 0.095206 | 14.79% | 9.028% | 0.1594% | 0.1519%
999 | 135159.1257 | 1987.6342 | 137146.7599 | 136269.3693 | 99.19% | -1110.2436 | 448.0364 | 0.13844 | 13.7% | 7.989% | -0.9345% | -0.8871% | 22103.0178 | 1501.596 | 136660.7217 | 135875.5605 | 134962.2213 | -196.9044 | 99.33% | -913.3392 | 0.13141 | 13.86% | 8.144% | -0.7711% | -0.7319%
1000 | 130960.0201 | 6033.3073 | 136993.3273 | 129044.4246 | 101.5% | 1915.5955 | 140.9396 | 0.054816 | 16.33% | 10.49% | 1.701% | 1.616% | 6736.9705 | 4740.437 | 135700.4571 | 124735.037 | 128805.3263 | -2154.6938 | 103.3% | 4070.2893 | 0.025401 | 18.37% | 12.43% | 3.74% | 3.553%

## Alternative 4
Average >> | 132998.0328 | 5055.992 | 138054.0247 | 132558.4053 | 100.4% | 439.6275 | 266.9958 | 0.093062 | 15.04% | 9.261% | 0.405% | 0.3851% | 13025.4807 | 2940.8758 | 135938.9086 | 132650.548 | 133358.7797 | 360.747 | 100.6% | 708.2317 | 0.089312 | 15.28% | 9.494% | 0.6498% | 0.6177%
Target IRM >> | 14.63%
Target UCAP Reserve Margin >> |  | 8.88%
| Measured after the Base Residual Auction | [12 empty] | Measured after the Final Incremental Auction
Draw Number | Cleared Quantity | Uncleared Quantity | BRA Total Supply Offers | BRA Reliability Requirement | Cleared Quantity as % of BRA Reliability Requirement | Excess (Deficit) Cleared Quantity | Clearing Price | Cleared LOLE | Cleared ICAP Reserve Margin (IRM) | Cleared UCAP Reserve Margin | Excess Cleared above Target IRM | Excess Cleared above Target UCAP Reserve Margin | Procurement Cost | Additional Supply Offered | Total Final Available Quantity | Final IA Reliability Requirement | Total Final Cleared Quantity | Capacity Procured (Released) in IA | Cleared Quantity as % of Final IA Reliability Requirement | Excess (Deficit) Supply | Cleared LOLE | Cleared IRM | Cleared UCAP Reserve Margin | Excess Cleared above Target IRM | Excess Cleared above Target UCAP Reserve Margin
| (UCAP MW) | (UCAP MW) | (UCAP MW) | (UCAP MW) | (% of BRA Reliability Requirement) | (UCAP MW) | (2026$/UCAP MW-D) | (Days/Year) | (ICAP %) | (UCAP %) | (ICAP %) | (UCAP %) | (2026$ Million/Year) | (UCAP MW) | (UCAP MW) | (UCAP MW) | (UCAP MW) | (UCAP MW) | (% of Final IA Reliability Requirement) | (UCAP MW) | (Days/Year) | (%) | (ICAP %) | (%) | (UCAP %)
1 | 135913.8931 | 3589.4767 | 139503.3698 | 136137.2141 | 99.84% | -223.3209 | 302.5501 | 0.10637 | 14.44% | 8.698% | -0.1886% | -0.1786% | 15009.0798 | 3959.828 | 139873.7211 | 129530.1037 | 132610.3379 | -3303.5552 | 102.4% | 3080.2342 | 0.037269 | 17.36% | 11.47% | 2.725% | 2.589%
2 | 133350.7948 | 2119.9951 | 135470.7899 | 132773.5042 | 100.4% | 577.2907 | 240.4863 | 0.08506 | 15.13% | 9.35% | 0.4979% | 0.4734% | 11705.1979 | 1000 | 134350.7948 | 136629.3709 | 134350.7948 | 1000 | 98.33% | -2278.576 | 0.19137 | 12.72% | 7.06% | -1.912% | -1.816%
3 | 136976.872 | 7356.0631 | 144332.9351 | 135074.8916 | 101.4% | 1901.9805 | 183.4923 | 0.056828 | 16.25% | 10.41% | 1.614% | 1.533% | 9173.9834 | 4233.1778 | 141210.0498 | 132462.7702 | 135670.8114 | -1306.0607 | 102.4% | 3208.0412 | 0.036465 | 17.41% | 11.51% | 2.776% | 2.637%
4 | 128912.0462 | 7618.7034 | 136530.7496 | 125395.1853 | 102.8% | 3516.8609 | 101.7066 | 0.031182 | 17.85% | 11.93% | 3.215% | 3.054% | 4785.5924 | 3149.6116 | 132061.6578 | 128014.6287 | 131531.4896 | 2619.4434 | 102.7% | 3516.8609 | 0.031905 | 17.78% | 11.87% | 3.149% | 2.991%
5 | 139087.3507 | 2213.6832 | 141301.0339 | 140029.2059 | 99.33% | -941.8552 | 416.0201 | 0.13144 | 13.86% | 8.144% | -0.7716% | -0.7323% | 21120.0453 | 1000 | 140087.3507 | 141487.3594 | 140087.3507 | 1000 | 99.01% | -1400.0087 | 0.14707 | 13.5% | 7.799% | -1.135% | -1.077%
6 | 131520.9711 | 3731.0914 | 135252.0625 | 130714.5994 | 100.6% | 806.3717 | 229.8205 | 0.078802 | 15.34% | 9.548% | 0.7066% | 0.6717% | 11032.5679 | 3629.5057 | 135150.4769 | 130295.546 | 131311.4445 | -209.5267 | 100.8% | 1015.8984 | 0.073393 | 15.53% | 9.725% | 0.8933% | 0.8489%
7 | 130311.3437 | 6096.203 | 136407.5467 | 126917.1193 | 102.7% | 3394.2245 | 109.3364 | 0.032824 | 17.7% | 11.79% | 3.065% | 2.912% | 5200.4367 | 5113.7649 | 135425.1086 | 126880.6302 | 130293.0992 | -18.2445 | 102.7% | 3412.469 | 0.032633 | 17.72% | 11.8% | 3.083% | 2.928%
8 | 128342.7742 | 7343.702 | 135686.4763 | 127012.3894 | 101% | 1330.3849 | 204.6086 | 0.066335 | 15.83% | 10.02% | 1.2% | 1.14% | 9584.9108 | 3806.3332 | 132149.1074 | 129342.9883 | 130673.3732 | 2330.599 | 101% | 1330.3849 | 0.066832 | 15.81% | 9.996% | 1.179% | 1.12%
9 | 126901.4534 | 7820.2726 | 134721.726 | 126995.4345 | 99.93% | -93.9812 | 282.4598 | 0.10255 | 14.55% | 8.796% | -0.08535% | -0.08057% | 13083.2645 | 6477.1609 | 133378.6143 | 124901.0582 | 125854.2652 | -1047.1881 | 100.8% | 953.207 | 0.073828 | 15.51% | 9.707% | 0.8743% | 0.8309%
10 | 135138.4702 | 4529.7811 | 139668.2513 | 135014.106 | 100.1% | 124.3642 | 260.5513 | 0.096835 | 14.74% | 8.976% | 0.1051% | 0.1003% | 12851.8344 | 3335.3619 | 138473.8321 | 135315.1764 | 135439.5406 | 301.0704 | 100.1% | 124.3642 | 0.096842 | 14.74% | 8.976% | 0.1048% | 0.1001%
11 | 130612.0067 | 6110.5032 | 136722.5099 | 129524.2282 | 100.8% | 1087.7785 | 216.7658 | 0.071807 | 15.6% | 9.791% | 0.9622% | 0.9144% | 10333.9601 | 3609.3095 | 134221.3162 | 126760.5273 | 129230.1563 | -1381.8504 | 101.9% | 2469.6289 | 0.045149 | 16.87% | 11% | 2.233% | 2.121%
12 | 130182.8199 | 3719.5091 | 133902.329 | 130954.8531 | 99.41% | -772.0332 | 397.4836 | 0.12734 | 13.96% | 8.234% | -0.6763% | -0.6419% | 18887.1227 | 1705.0783 | 131887.8982 | 131405.7169 | 131405.7169 | 1222.897 | 100% | 0 | 0.1 | 14.63% | 8.876% | -0.0005144% | 0%
13 | 126860.4211 | 4926.319 | 131786.7401 | 126592.4276 | 100.2% | 267.9934 | 253.5445 | 0.092726 | 14.88% | 9.107% | 0.2422% | 0.2305% | 11740.1374 | 1000 | 127860.4211 | 127015.119 | 127283.1124 | 422.6913 | 100.2% | 267.9934 | 0.09275 | 14.87% | 9.106% | 0.2414% | 0.2297%
14 | 130409.9777 | 5366.7018 | 135776.6795 | 129423.3514 | 100.8% | 986.6263 | 221.3024 | 0.07385 | 15.51% | 9.706% | 0.8734% | 0.83% | 10533.9126 | 1000 | 131409.9777 | 128409.4231 | 129903.0135 | -506.9642 | 101.2% | 1493.5904 | 0.063285 | 15.97% | 10.14% | 1.333% | 1.266%
15 | 131373.8467 | 7422.2512 | 138796.0979 | 130954.6376 | 100.3% | 419.2091 | 247.1995 | 0.089 | 15% | 9.225% | 0.3664% | 0.3485% | 11853.575 | 3813.7828 | 135187.6295 | 132449.7606 | 132868.9697 | 1495.1231 | 100.3% | 419.2091 | 0.089124 | 15% | 9.221% | 0.3623% | 0.3446%
16 | 137330.5903 | 2091.6474 | 139422.2376 | 136736.0706 | 100.4% | 594.5197 | 240.4863 | 0.08506 | 15.13% | 9.35% | 0.4979% | 0.4734% | 12054.5343 | 5353.5839 | 142684.1742 | 137653.2057 | 138247.7254 | 917.1351 | 100.4% | 594.5197 | 0.085159 | 15.13% | 9.346% | 0.4946% | 0.4702%
17 | 137019.073 | 3137.8414 | 140156.9144 | 137252.524 | 99.83% | -233.451 | 303.8948 | 0.10667 | 14.44% | 8.691% | -0.1955% | -0.1852% | 15198.3752 | 1000 | 138019.073 | 135391.3558 | 136088.4889 | -930.5841 | 100.5% | 697.1331 | 0.082307 | 15.22% | 9.437% | 0.5897% | 0.5606%
18 | 126844.1025 | 4715.608 | 131559.7105 | 125698.9215 | 100.9% | 1145.181 | 212.5969 | 0.06993 | 15.68% | 9.868% | 1.044% | 0.9919% | 9842.8308 | 1000 | 127844.1025 | 126642.2075 | 127787.3885 | 943.286 | 100.9% | 1145.181 | 0.070109 | 15.67% | 9.861% | 1.036% | 0.9845%
19 | 133382.1242 | 6796.8723 | 140178.9966 | 131033.0621 | 101.8% | 2349.0621 | 160.9617 | 0.048001 | 16.69% | 10.83% | 2.055% | 1.952% | 7836.3336 | 4370.0994 | 137752.2236 | 132497.7046 | 134846.7667 | 1464.6425 | 101.8% | 2349.0621 | 0.048365 | 16.67% | 10.81% | 2.032% | 1.93%
20 | 138395.0368 | 2923.8388 | 141318.8756 | 138624.8294 | 99.83% | -229.7926 | 302.9286 | 0.10646 | 14.44% | 8.696% | -0.1905% | -0.1805% | 15302.1941 | 1000 | 139395.0368 | 138445.469 | 138305.3566 | -89.6802 | 99.9% | -140.1124 | 0.10349 | 14.52% | 8.766% | -0.1165% | -0.1102%
21 | 132087.9503 | 4233.5882 | 136321.5384 | 131819.7068 | 100.2% | 268.2435 | 254.029 | 0.093008 | 14.87% | 9.098% | 0.2328% | 0.2216% | 12247.2697 | 1584.9709 | 133672.9212 | 132395.3947 | 132663.6381 | 575.6879 | 100.2% | 268.2435 | 0.093038 | 14.87% | 9.097% | 0.2317% | 0.2206%
22 | 129194.5426 | 5872.4792 | 135067.0218 | 129008.2738 | 100.1% | 186.2688 | 257.4902 | 0.095039 | 14.8% | 9.033% | 0.165% | 0.1572% | 12142.2117 | 3362.1787 | 132556.7213 | 127420.7636 | 128400.7875 | -793.7551 | 100.8% | 980.0239 | 0.073671 | 15.51% | 9.714% | 0.8812% | 0.8374%
23 | 129912.0916 | 6787.7591 | 136699.8508 | 130220.1687 | 99.76% | -308.0771 | 318.726 | 0.10995 | 14.36% | 8.619% | -0.2717% | -0.2576% | 15113.3211 | 5646.9708 | 135559.0624 | 126345.6058 | 127974.8102 | -1937.2815 | 101.3% | 1629.2044 | 0.059955 | 16.11% | 10.28% | 1.478% | 1.404%
24 | 139509.6346 | 4557.0514 | 144066.686 | 139620.812 | 99.92% | -111.1774 | 283.7148 | 0.10275 | 14.54% | 8.789% | -0.09179% | -0.0867% | 14447.0477 | 2269.2817 | 141778.9163 | 138368.0463 | 138883.2517 | -626.3829 | 100.4% | 515.2054 | 0.087205 | 15.06% | 9.282% | 0.4263% | 0.4054%
25 | 129224.0173 | 6045.5681 | 135269.5854 | 128141.2228 | 100.8% | 1082.7945 | 216.4628 | 0.071671 | 15.6% | 9.796% | 0.9681% | 0.92% | 10209.8505 | 3548.9761 | 132772.9934 | 128159.3629 | 129242.1574 | 18.1401 | 100.8% | 1082.7945 | 0.071674 | 15.6% | 9.796% | 0.968% | 0.9199%
26 | 124853.2777 | 5807.1292 | 130660.4069 | 124896.3224 | 99.97% | -43.0447 | 273.6348 | 0.10119 | 14.59% | 8.839% | -0.04002% | -0.03752% | 12469.934 | 5071.5856 | 129924.8633 | 125358.7238 | 125358.7238 | 505.4461 | 100% | 0 | 0.1 | 14.63% | 8.876% | -0.0005144% | 0%
27 | 143908.0887 | 1564.2184 | 145472.3071 | 145192.7335 | 99.12% | -1284.6448 | 463.3524 | 0.14189 | 13.62% | 7.913% | -1.015% | -0.9633% | 24338.2588 | 1000 | 144908.0887 | 146341.3266 | 144908.0887 | 1000 | 99.02% | -1433.2379 | 0.14655 | 13.51% | 7.81% | -1.123% | -1.066%
28 | 124127.6972 | 4775.4118 | 128903.109 | 123436.4479 | 100.6% | 691.2493 | 233.1553 | 0.080757 | 15.27% | 9.486% | 0.6414% | 0.6097% | 10563.4781 | 1596.6162 | 125724.3133 | 124587.3674 | 125278.6167 | 1150.9195 | 100.6% | 691.2493 | 0.080935 | 15.27% | 9.48% | 0.6355% | 0.6041%
29 | 137623.2423 | 4030.276 | 141653.5183 | 137562.9771 | 100% | 60.2652 | 263.3755 | 0.098495 | 14.68% | 8.924% | 0.04971% | 0.0477% | 13230.0052 | 1000 | 138623.2423 | 137836.8219 | 137897.0871 | 273.8448 | 100% | 60.2652 | 0.098498 | 14.68% | 8.924% | 0.04961% | 0.0476%
30 | 131872.5907 | 6050.7795 | 137923.3702 | 129904.38 | 101.5% | 1968.2107 | 177.2172 | 0.054007 | 16.37% | 10.53% | 1.736% | 1.65% | 8530.0826 | 5010.8466 | 136883.4373 | 130542.1885 | 132510.3992 | 637.8085 | 101.5% | 1968.2107 | 0.054202 | 16.36% | 10.52% | 1.728% | 1.642%
31 | 131419.0944 | 4043.6644 | 135462.7588 | 131473.5775 | 99.96% | -54.4831 | 275.1886 | 0.10143 | 14.59% | 8.831% | -0.04802% | -0.04512% | 13200.2406 | 2613.8341 | 134032.9284 | 130204.4103 | 130784.5108 | -634.5836 | 100.4% | 580.1005 | 0.084691 | 15.14% | 9.361% | 0.5102% | 0.4851%
32 | 134444.5582 | 3619.1482 | 138063.7064 | 134453.9418 | 99.99% | -9.3836 | 267.4991 | 0.10024 | 14.62% | 8.869% | -0.008515% | -0.007598% | 13126.7884 | 3664.3777 | 138108.9359 | 130121.5361 | 132278.3554 | -2166.2028 | 101.7% | 2156.8193 | 0.05048 | 16.53% | 10.68% | 1.9% | 1.805%
33 | 128158.2714 | 4817.9801 | 132976.2515 | 127680.5791 | 100.4% | 477.6923 | 244.0365 | 0.087144 | 15.06% | 9.284% | 0.4284% | 0.4073% | 11415.4848 | 2236.689 | 130394.9604 | 124849.6737 | 126742.8187 | -1415.4527 | 101.5% | 1893.145 | 0.053975 | 16.37% | 10.53% | 1.738% | 1.651%
34 | 134152.7622 | 4791.1701 | 138943.9323 | 132864.1981 | 101% | 1288.5641 | 209.1526 | 0.06838 | 15.74% | 9.932% | 1.111% | 1.056% | 10241.3158 | 2622.7914 | 136775.5536 | 138121.4959 | 136775.5536 | 2622.7914 | 99.03% | -1345.9423 | 0.14631 | 13.52% | 7.815% | -1.118% | -1.061%
35 | 131647.5755 | 4219.4736 | 135867.0491 | 130197.2196 | 101.1% | 1450.3559 | 200.7123 | 0.064581 | 15.91% | 10.09% | 1.276% | 1.213% | 9644.5002 | 2441.1011 | 134088.6766 | 127517.8873 | 130307.9093 | -1339.6662 | 102.2% | 2790.0221 | 0.040754 | 17.14% | 11.26% | 2.508% | 2.382%
36 | 135018.0597 | 4327.5019 | 139345.5616 | 137289.0274 | 98.35% | -2270.9677 | 489.0605 | 0.19049 | 12.74% | 7.075% | -1.897% | -1.801% | 24101.6782 | 4523.7532 | 139541.8128 | 137665.7197 | 137665.7197 | 2647.66 | 100% | 0 | 0.1 | 14.63% | 8.876% | -0.0005144% | 0%
37 | 132802.9345 | 6296.2655 | 139099.2 | 133117.867 | 99.76% | -314.9325 | 318.726 | 0.10995 | 14.36% | 8.619% | -0.2717% | -0.2576% | 15449.6273 | 3686.8957 | 136489.8303 | 131397.3035 | 131942.6528 | -860.2818 | 100.4% | 545.3493 | 0.085738 | 15.11% | 9.328% | 0.4753% | 0.4519%
38 | 132804.7769 | 5771.0076 | 138575.7844 | 132219.1442 | 100.4% | 585.6326 | 240.0082 | 0.08478 | 15.14% | 9.358% | 0.5072% | 0.4822% | 11634.0943 | 3680.3676 | 136485.1445 | 129373.389 | 131381.8992 | -1422.8776 | 101.6% | 2008.5102 | 0.053022 | 16.41% | 10.57% | 1.779% | 1.69%
39 | 137464.8634 | 5886.5322 | 143351.3956 | 136404.7566 | 100.8% | 1060.1068 | 220.4358 | 0.073459 | 15.52% | 9.722% | 0.8904% | 0.8462% | 11060.294 | 2440.8261 | 139905.6895 | 136635.0936 | 137695.2004 | 230.337 | 100.8% | 1060.1068 | 0.073493 | 15.52% | 9.721% | 0.8889% | 0.8447%
40 | 140995.77 | 4728.7922 | 145724.5623 | 141266.5143 | 99.81% | -270.7442 | 308.7057 | 0.10773 | 14.41% | 8.668% | -0.2202% | -0.2087% | 15887.0634 | 2531.3171 | 143527.0872 | 139663.2403 | 140194.1331 | -801.637 | 100.4% | 530.8928 | 0.086938 | 15.07% | 9.29% | 0.4352% | 0.4139%
41 | 139516.1418 | 1742.3452 | 141258.487 | 140755.6619 | 99.12% | -1239.5201 | 462.4261 | 0.14169 | 13.62% | 7.917% | -1.01% | -0.9588% | 23548.3051 | 3053.9865 | 142570.1282 | 136852.0018 | 137564.3117 | -1951.8301 | 100.5% | 712.3099 | 0.082115 | 15.23% | 9.443% | 0.5961% | 0.5667%
42 | 134443.8139 | 5418.1203 | 139861.9342 | 133426.6693 | 100.8% | 1017.1446 | 221.3024 | 0.07385 | 15.51% | 9.706% | 0.8734% | 0.83% | 10859.7472 | 1766.4875 | 136210.3014 | 129275.1521 | 132368.0553 | -2075.7586 | 102.4% | 3092.9032 | 0.037003 | 17.38% | 11.48% | 2.742% | 2.605%
43 | 139101.2166 | 4131.6099 | 143232.8265 | 139040.3042 | 100% | 60.9124 | 263.3755 | 0.098495 | 14.68% | 8.924% | 0.04971% | 0.0477% | 13372.0859 | 2231.6785 | 141332.8951 | 135592.9163 | 137377.5226 | -1723.694 | 101.3% | 1784.6064 | 0.059252 | 16.14% | 10.31% | 1.508% | 1.433%
44 | 133480.8683 | 7746.9766 | 141227.8449 | 131172.4336 | 101.8% | 2308.4347 | 162.894 | 0.048604 | 16.65% | 10.79% | 2.017% | 1.916% | 7936.2793 | 1752.4702 | 135233.3385 | 134522.0357 | 135233.3385 | 1752.4702 | 100.5% | 711.3028 | 0.081831 | 15.24% | 9.452% | 0.6056% | 0.5757%
45 | 139139.4082 | 5.8208e-11 | 139139.4082 | 140821.8792 | 98.81% | -1682.471 | 489.0605 | 0.16048 | 13.26% | 7.575% | -1.37% | -1.301% | 24837.368 | 4162.4489 | 143301.857 | 143388.099 | 143301.857 | 4162.4489 | 99.94% | -86.242 | 0.10208 | 14.56% | 8.811% | -0.06946% | -0.06548%
46 | 132701.4413 | 4083.1213 | 136784.5625 | 132083.8938 | 100.5% | 617.5474 | 238.5665 | 0.083934 | 15.17% | 9.385% | 0.5354% | 0.509% | 11555.2118 | 1000 | 133701.4413 | 129685.6792 | 131502.3339 | -1199.1073 | 101.4% | 1816.6548 | 0.05702 | 16.24% | 10.4% | 1.605% | 1.525%
47 | 134034.6595 | 6092.4845 | 140127.144 | 132292.8348 | 101.3% | 1741.8246 | 188.8438 | 0.059239 | 16.14% | 10.31% | 1.509% | 1.434% | 9238.7416 | 3082.8447 | 137117.5042 | 135841.5775 | 137117.5042 | 3082.8447 | 100.9% | 1275.9267 | 0.069186 | 15.71% | 9.899% | 1.076% | 1.023%
48 | 137214.7616 | 3439.3111 | 140654.0727 | 137252.6801 | 99.97% | -37.9185 | 272.1109 | 0.10095 | 14.6% | 8.846% | -0.03218% | -0.03008% | 13628.2334 | 2447.4344 | 139662.196 | 133862.1547 | 135519.4989 | -1695.2627 | 101.2% | 1657.3442 | 0.061309 | 16.05% | 10.22% | 1.419% | 1.348%
49 | 131905.365 | 4227.7361 | 136133.101 | 130864.4475 | 100.8% | 1040.9174 | 219.3664 | 0.072978 | 15.54% | 9.742% | 0.9113% | 0.866% | 10561.4968 | 1709.052 | 133614.417 | 135066.4886 | 133614.417 | 1709.052 | 98.92% | -1452.0716 | 0.15266 | 13.4% | 7.706% | -1.233% | -1.171%
50 | 126735.7458 | 9369.8394 | 136105.5852 | 124605.5984 | 101.7% | 2130.1474 | 165.8423 | 0.049527 | 16.59% | 10.74% | 1.959% | 1.861% | 7671.6237 | 4729.0617 | 131464.8075 | 125486.8761 | 127617.0235 | 881.2777 | 101.7% | 2130.1474 | 0.049747 | 16.58% | 10.72% | 1.945% | 1.848%
51 | 140905.1738 | 5796.2366 | 146701.4104 | 141386.5204 | 99.66% | -481.3466 | 341.9041 | 0.11507 | 14.24% | 8.506% | -0.3908% | -0.3707% | 17584.2588 | 2267.8116 | 143172.9854 | 140824.3225 | 140624.0748 | -281.099 | 99.86% | -200.2477 | 0.1053 | 14.47% | 8.721% | -0.1635% | -0.1548%
52 | 133671.787 | 6017.2947 | 139689.0817 | 133082.3311 | 100.4% | 589.4559 | 240.0082 | 0.08478 | 15.14% | 9.358% | 0.5072% | 0.4822% | 11710.047 | 4496.8119 | 138168.5988 | 132947.4998 | 133604.3713 | -67.4157 | 100.5% | 656.8715 | 0.083022 | 15.2% | 9.414% | 0.5659% | 0.5379%
53 | 131841.533 | 3788.5498 | 135630.0828 | 131619.8292 | 100.2% | 221.7038 | 256.0815 | 0.094212 | 14.83% | 9.06% | 0.1926% | 0.1834% | 12323.1928 | 3003.5193 | 134845.0523 | 127724.1194 | 129893.6781 | -1947.8549 | 101.7% | 2169.5587 | 0.049727 | 16.58% | 10.73% | 1.947% | 1.849%
54 | 135984.2161 | 3920.5078 | 139904.7238 | 136245.337 | 99.81% | -261.1209 | 308.7057 | 0.10773 | 14.41% | 8.668% | -0.2202% | -0.2087% | 15322.3736 | 1884.2136 | 137868.4297 | 141848.0945 | 137868.4297 | 1884.2136 | 97.19% | -3979.6648 | 0.28825 | 11.42% | 5.822% | -3.217% | -3.055%
55 | 134017.5771 | 5997.4159 | 140014.993 | 133531.7068 | 100.4% | 485.8703 | 244.6398 | 0.087497 | 15.05% | 9.272% | 0.4166% | 0.3962% | 11966.902 | 2781.0073 | 136798.5844 | 133277.1143 | 133890.2808 | -127.2963 | 100.5% | 613.1666 | 0.084191 | 15.16% | 9.377% | 0.5269% | 0.5009%
56 | 133562.4371 | 2439.299 | 136001.7362 | 134002.661 | 99.67% | -440.2239 | 339.2446 | 0.11448 | 14.26% | 8.519% | -0.3771% | -0.3577% | 16538.273 | 1000 | 134562.4371 | 135437.1141 | 134562.4371 | 1000 | 99.35% | -874.677 | 0.13011 | 13.89% | 8.173% | -0.7408% | -0.7031%
57 | 139885.1775 | 1512.2722 | 141397.4497 | 140740.2693 | 99.39% | -855.0918 | 401.5077 | 0.12823 | 13.94% | 8.215% | -0.697% | -0.6615% | 20500.2154 | 1000 | 140885.1775 | 139103.6713 | 139066.8785 | -818.299 | 99.97% | -36.7928 | 0.10091 | 14.6% | 8.847% | -0.03083% | -0.0288%
58 | 135033.4407 | 3113.9222 | 138147.363 | 134056.4766 | 100.7% | 976.9641 | 223.2646 | 0.074958 | 15.47% | 9.67% | 0.8349% | 0.7935% | 11004.0868 | 1928.8063 | 136962.247 | 138249.9849 | 136962.247 | 1928.8063 | 99.07% | -1287.7379 | 0.14419 | 13.57% | 7.862% | -1.068% | -1.014%
59 | 134023.9859 | 6424.3151 | 140448.301 | 132163.0075 | 101.4% | 1860.9784 | 183.4923 | 0.056828 | 16.25% | 10.41% | 1.614% | 1.533% | 8976.2148 | 4154.762 | 138178.7479 | 129312.3486 | 132598.6565 | -1425.3295 | 102.5% | 3286.3079 | 0.0345 | 17.55% | 11.64% | 2.913% | 2.767%
60 | 128584.5195 | 3956.4468 | 132540.9663 | 127598.8248 | 100.8% | 985.6947 | 220.7087 | 0.073582 | 15.52% | 9.717% | 0.885% | 0.8411% | 10358.5975 | 1000 | 129584.5195 | 125789.7155 | 127679.9648 | -904.5547 | 101.5% | 1890.2494 | 0.054334 | 16.36% | 10.51% | 1.722% | 1.636%
61 | 131935.0247 | 3346.8436 | 135281.8682 | 132392.5639 | 99.65% | -457.5392 | 343.0495 | 0.11532 | 14.24% | 8.5% | -0.3967% | -0.3763% | 16519.9901 | 3190.4134 | 135125.438 | 130474.6444 | 130976.0649 | -958.9597 | 100.4% | 501.4205 | 0.086794 | 15.07% | 9.295% | 0.44% | 0.4184%
62 | 121774.1373 | 5256.4376 | 127030.5748 | 119732.0989 | 101.7% | 2042.0384 | 166.0724 | 0.049601 | 16.59% | 10.73% | 1.955% | 1.857% | 7381.5119 | 3539.1335 | 125313.2708 | 120336.8297 | 122378.8681 | 604.7309 | 101.7% | 2042.0384 | 0.049758 | 16.58% | 10.72% | 1.945% | 1.848%
63 | 135315.4785 | 4337.0346 | 139652.5131 | 134447.1001 | 100.6% | 868.3784 | 228.1226 | 0.077806 | 15.37% | 9.579% | 0.7399% | 0.7032% | 11267.0116 | 1000 | 136315.4785 | 135674.6465 | 136315.4785 | 1000 | 100.5% | 640.832 | 0.08377 | 15.17% | 9.39% | 0.5409% | 0.5143%
64 | 133103.5982 | 6050.1636 | 139153.7617 | 133408.87 | 99.77% | -305.2718 | 317.0028 | 0.10956 | 14.37% | 8.627% | -0.2628% | -0.2491% | 15400.8887 | 4540.4602 | 137644.0583 | 133555.7214 | 133555.7214 | 452.1232 | 100% | 0 | 0.1 | 14.63% | 8.876% | -0.0005144% | 0%
65 | 135850.234 | 3903.7424 | 139753.9764 | 137740.4402 | 98.63% | -1890.2062 | 489.0605 | 0.17207 | 13.06% | 7.382% | -1.574% | -1.494% | 24250.2272 | 3326.822 | 139177.0561 | 138146.3228 | 138146.3228 | 2296.0888 | 100% | 0 | 0.1 | 14.63% | 8.876% | -0.0005144% | 0%
66 | 140019.5127 | 2308.0139 | 142327.5266 | 141632.0992 | 98.86% | -1612.5866 | 489.0605 | 0.15681 | 13.33% | 7.637% | -1.306% | -1.24% | 24994.4729 | 1000 | 141019.5127 | 142538.2787 | 141019.5127 | 1000 | 98.93% | -1518.766 | 0.15203 | 13.41% | 7.716% | -1.222% | -1.16%
67 | 134082.3308 | 3852.9405 | 137935.2713 | 134269.8049 | 99.86% | -187.4741 | 297.1017 | 0.10517 | 14.47% | 8.724% | -0.1606% | -0.152% | 14540.1743 | 3331.5963 | 137413.9271 | 135305.2881 | 135305.2881 | 1222.9573 | 100% | 0 | 0.1 | 14.63% | 8.876% | -0.0005144% | 0%
68 | 142196.2557 | 3231.7331 | 145427.9888 | 144332.8012 | 98.52% | -2136.5455 | 489.0605 | 0.17913 | 12.94% | 7.265% | -1.697% | -1.612% | 25383.0369 | 3349.4297 | 145545.6854 | 143311.383 | 141685.5466 | -510.7091 | 98.87% | -1625.8364 | 0.15654 | 13.33% | 7.641% | -1.301% | -1.235%
69 | 128832.9816 | 6550.8296 | 135383.8112 | 128004.4875 | 100.6% | 828.4941 | 228.0436 | 0.077759 | 15.37% | 9.581% | 0.7414% | 0.7047% | 10723.5311 | 4622.8785 | 133455.8601 | 126890.7751 | 128276.1254 | -556.8562 | 101.1% | 1385.3503 | 0.065166 | 15.88% | 10.06% | 1.251% | 1.189%
70 | 132454.1182 | 3699.8357 | 136153.9539 | 132087.448 | 100.3% | 366.6702 | 249.6895 | 0.090461 | 14.95% | 9.178% | 0.3177% | 0.3022% | 12071.4269 | 1000 | 133454.1182 | 131094.624 | 131957.7062 | -496.412 | 100.7% | 863.0822 | 0.077377 | 15.39% | 9.593% | 0.7542% | 0.7168%
71 | 130213.9862 | 5764.9282 | 135978.9145 | 130046.9818 | 100.1% | 167.0045 | 258.4251 | 0.095587 | 14.78% | 9.016% | 0.1467% | 0.1398% | 12282.4566 | 1131.2497 | 131345.2359 | 129903.4594 | 130142.225 | -71.7612 | 100.2% | 238.7657 | 0.093684 | 14.84% | 9.076% | 0.2102% | 0.2001%
72 | 123388.9531 | 4793.5019 | 128182.455 | 121649.6879 | 101.4% | 1739.2652 | 182.2174 | 0.056258 | 16.27% | 10.43% | 1.638% | 1.557% | 8206.5172 | 1223.4443 | 124612.3974 | 124133.0075 | 124612.3974 | 1223.4443 | 100.4% | 479.3898 | 0.08673 | 15.08% | 9.297% | 0.4422% | 0.4205%
73 | 139766.4282 | 5417.3034 | 145183.7316 | 139315.2322 | 100.3% | 451.196 | 246.9799 | 0.088871 | 15% | 9.229% | 0.3707% | 0.3526% | 12599.6191 | 4475.9167 | 144242.3448 | 142576.9929 | 143028.1889 | 3261.7608 | 100.3% | 451.196 | 0.089126 | 15% | 9.221% | 0.3623% | 0.3445%
74 | 139809.1126 | 4301.8188 | 144110.9314 | 139002.9507 | 100.6% | 806.1619 | 231.9833 | 0.080071 | 15.3% | 9.508% | 0.6643% | 0.6314% | 11838.1858 | 3861.5046 | 143670.6171 | 135893.1647 | 138254.2196 | -1554.893 | 101.7% | 2361.0549 | 0.049015 | 16.62% | 10.77% | 1.991% | 1.892%
75 | 130244.9825 | 6959.6556 | 137204.638 | 127888.2351 | 101.8% | 2356.7474 | 158.0315 | 0.047083 | 16.75% | 10.88% | 2.112% | 2.006% | 7512.7267 | 2623.7233 | 132868.7058 | 127707.5315 | 130154.6307 | -90.3518 | 101.9% | 2447.0992 | 0.045738 | 16.83% | 10.96% | 2.196% | 2.086%
76 | 127382.6252 | 6461.4375 | 133844.0628 | 124670.3815 | 102.2% | 2712.2437 | 138.5481 | 0.040982 | 17.13% | 11.24% | 2.493% | 2.369% | 6441.7466 | 4007.2676 | 131389.8928 | 127414.0472 | 130126.291 | 2743.6657 | 102.1% | 2712.2437 | 0.041841 | 17.07% | 11.19% | 2.44% | 2.318%
77 | 140409.9779 | 4500.3198 | 144910.2977 | 140203.4104 | 100.1% | 206.5675 | 257.3175 | 0.094937 | 14.8% | 9.037% | 0.1684% | 0.1604% | 13187.4321 | 4899.7016 | 145309.6795 | 139797.5155 | 140207.0305 | -202.9474 | 100.3% | 409.515 | 0.089934 | 14.97% | 9.195% | 0.3353% | 0.3189%
78 | 133520.1781 | 6069.099 | 139589.2771 | 133741.5292 | 99.83% | -221.3511 | 302.8689 | 0.10644 | 14.44% | 8.696% | -0.1902% | -0.1802% | 14760.2735 | 2489.5206 | 136009.6987 | 131435.004 | 132366.9155 | -1153.2626 | 100.7% | 931.9115 | 0.075636 | 15.45% | 9.648% | 0.8123% | 0.772%
79 | 136311.9299 | 5627.345 | 141939.275 | 136777.5856 | 99.66% | -465.6556 | 341.9041 | 0.11507 | 14.24% | 8.506% | -0.3908% | -0.3707% | 17011.045 | 1734.5007 | 138046.4306 | 132373.389 | 134109.8317 | -2202.0983 | 101.3% | 1736.4427 | 0.059367 | 16.14% | 10.3% | 1.503% | 1.428%
80 | 137445.0423 | 3037.4595 | 140482.5018 | 138198.0897 | 99.46% | -753.0475 | 387.5231 | 0.12514 | 14.01% | 8.283% | -0.6252% | -0.5933% | 19441.0443 | 1000 | 138445.0423 | 135426.8312 | 136059.413 | -1385.6293 | 100.5% | 632.5818 | 0.083949 | 15.17% | 9.385% | 0.5349% | 0.5086%
81 | 135760.8515 | 4088.2946 | 139849.146 | 135506.8332 | 100.2% | 254.0182 | 254.9688 | 0.093559 | 14.85% | 9.08% | 0.2144% | 0.2041% | 12634.3969 | 4088.9114 | 139849.7628 | 137478.8495 | 137732.8677 | 1972.0163 | 100.2% | 254.0182 | 0.093651 | 14.84% | 9.077% | 0.2113% | 0.2012%
82 | 124892.0741 | 8176.671 | 133068.7451 | 124631.9112 | 100.2% | 260.1629 | 253.7238 | 0.092827 | 14.87% | 9.103% | 0.2388% | 0.2273% | 11566.1522 | 5332.7243 | 130224.7984 | 125230.1907 | 125490.3536 | 598.2794 | 100.2% | 260.1629 | 0.092861 | 14.87% | 9.102% | 0.2376% | 0.2262%
83 | 137771.6146 | 4398.9713 | 142170.5859 | 137890.3986 | 99.91% | -118.784 | 285.1691 | 0.10297 | 14.53% | 8.782% | -0.09926% | -0.09379% | 14340.1939 | 1275.6182 | 139047.2329 | 141081.7038 | 139047.2329 | 1275.6182 | 98.56% | -2034.4709 | 0.17663 | 12.98% | 7.306% | -1.654% | -1.57%
84 | 132019.1094 | 5221.0947 | 137240.2042 | 131044.7539 | 100.7% | 974.3556 | 222.4049 | 0.074451 | 15.49% | 9.686% | 0.8518% | 0.8095% | 10717.0201 | 2834.1397 | 134853.2491 | 131707.6722 | 132682.0277 | 662.9183 | 100.7% | 974.3556 | 0.074579 | 15.48% | 9.682% | 0.8475% | 0.8055%
85 | 140236.6352 | 4560.7494 | 144797.3847 | 140175.2256 | 100% | 61.4096 | 263.3755 | 0.098495 | 14.68% | 8.924% | 0.04971% | 0.0477% | 13481.236 | 1675.5394 | 141912.1746 | 138688.0088 | 139493.0268 | -743.6084 | 100.6% | 805.018 | 0.080054 | 15.3% | 9.508% | 0.6649% | 0.632%
86 | 130377.1313 | 7226.6858 | 137603.8171 | 128285.6668 | 101.6% | 2091.4645 | 170.4739 | 0.050979 | 16.5% | 10.65% | 1.868% | 1.775% | 8112.4541 | 5774.8459 | 136151.9772 | 130767.6265 | 132859.091 | 2481.9597 | 101.6% | 2091.4645 | 0.051786 | 16.47% | 10.62% | 1.833% | 1.741%
87 | 135125.4807 | 4157.7071 | 139283.1878 | 135237.3252 | 99.92% | -111.8444 | 284.4021 | 0.10285 | 14.54% | 8.786% | -0.09532% | -0.09004% | 14026.9396 | 5716.0351 | 140841.5159 | 135283.6728 | 135283.6728 | 158.1921 | 100% | 0 | 0.1 | 14.63% | 8.876% | -0.0005144% | 0%
88 | 137129.7704 | 5315.1074 | 142444.8777 | 135778.1787 | 101% | 1351.5916 | 207.6532 | 0.067705 | 15.77% | 9.96% | 1.141% | 1.084% | 10393.5323 | 2797.4334 | 139927.2037 | 136809.0092 | 138160.6009 | 1030.8305 | 101% | 1351.5916 | 0.067903 | 15.77% | 9.952% | 1.132% | 1.076%
89 | 129423.2516 | 4865.5358 | 134288.7874 | 128705.8635 | 100.6% | 717.388 | 233.3053 | 0.080847 | 15.27% | 9.483% | 0.6384% | 0.6069% | 11021.2224 | 1370.3401 | 130793.5917 | 127624.1645 | 128882.4021 | -540.8495 | 101% | 1258.2376 | 0.067957 | 15.76% | 9.95% | 1.13% | 1.073%
90 | 134478.0659 | 6439.512 | 140917.5779 | 131665.31 | 102.1% | 2812.7559 | 140.8414 | 0.041701 | 17.08% | 11.2% | 2.448% | 2.326% | 6913.1311 | 3685.2109 | 138163.2768 | 131033.2768 | 134162.0493 | -316.0166 | 102.4% | 3128.7725 | 0.03709 | 17.37% | 11.48% | 2.737% | 2.6%
91 | 138965.6425 | 3540.5259 | 142506.1684 | 139501.2849 | 99.62% | -535.6424 | 351.6155 | 0.11721 | 14.19% | 8.458% | -0.4407% | -0.4181% | 17834.8055 | 1000 | 139965.6425 | 139439.6248 | 138934.8124 | -30.8301 | 99.64% | -504.8123 | 0.11613 | 14.22% | 8.482% | -0.4155% | -0.3942%
92 | 130110.7515 | 6803.1765 | 136913.928 | 129466.7282 | 100.5% | 644.0232 | 236.8155 | 0.082907 | 15.2% | 9.418% | 0.5697% | 0.5416% | 11246.4677 | 1000 | 131110.7515 | 133080.143 | 131110.7515 | 1000 | 98.52% | -1969.3915 | 0.1791 | 12.94% | 7.265% | -1.697% | -1.611%
93 | 135069.5526 | 5497.0167 | 140566.5692 | 135653.8653 | 99.57% | -584.3127 | 362.0542 | 0.11952 | 14.14% | 8.407% | -0.4943% | -0.469% | 17849.4097 | 1751.7978 | 136821.3504 | 134908.5937 | 134696.9168 | -372.6358 | 99.84% | -211.6769 | 0.10602 | 14.45% | 8.705% | -0.1804% | -0.1708%
94 | 130881.3859 | 3163.2439 | 134044.6298 | 131470.4233 | 99.55% | -589.0374 | 365.9089 | 0.12037 | 14.12% | 8.388% | -0.5141% | -0.4878% | 17480.0906 | 2129.1972 | 133010.5831 | 129529.2131 | 129910.7808 | -970.6051 | 100.3% | 381.5677 | 0.089878 | 14.97% | 9.197% | 0.3372% | 0.3207%
95 | 137583.8985 | 2345.1801 | 139929.0786 | 141613.2367 | 97.15% | -4029.3382 | 489.0605 | 0.29281 | 11.37% | 5.778% | -3.262% | -3.098% | 24559.6986 | 5442.8259 | 143026.7244 | 140493.7653 | 137024.1628 | -559.7357 | 97.53% | -3469.6025 | 0.25701 | 11.8% | 6.187% | -2.831% | -2.689%
96 | 133481.663 | 6374.0026 | 139855.6656 | 133512.3821 | 99.98% | -30.7192 | 271.075 | 0.10079 | 14.61% | 8.851% | -0.02689% | -0.02505% | 13206.9908 | 3094.701 | 136576.364 | 135203.9196 | 135203.9196 | 1722.2566 | 100% | 0 | 0.1 | 14.63% | 8.876% | -0.0005144% | 0%
97 | 133777.9717 | 5737.4834 | 139515.4551 | 133292.9701 | 100.4% | 485.0016 | 244.6398 | 0.087497 | 15.05% | 9.272% | 0.4166% | 0.3962% | 11945.5068 | 3109.6094 | 136887.5811 | 133246.584 | 133754.7787 | -23.193 | 100.4% | 508.1947 | 0.086894 | 15.07% | 9.291% | 0.4367% | 0.4152%
98 | 134293.7313 | 5280.7171 | 139574.4484 | 133545.8689 | 100.6% | 747.8625 | 233.1553 | 0.080757 | 15.27% | 9.486% | 0.6414% | 0.6097% | 11428.6249 | 2145.1124 | 136438.8437 | 134198.3858 | 134946.2483 | 652.517 | 100.6% | 747.8625 | 0.080851 | 15.27% | 9.483% | 0.6383% | 0.6067%
99 | 133678.7175 | 5439.4264 | 139118.1439 | 133507.2694 | 100.1% | 171.4481 | 258.4251 | 0.095587 | 14.78% | 9.016% | 0.1467% | 0.1398% | 12609.268 | 1603.538 | 135282.2556 | 133650.85 | 133822.2982 | 143.5806 | 100.1% | 171.4481 | 0.095592 | 14.78% | 9.016% | 0.1465% | 0.1397%
100 | 134545.4264 | 1902.689 | 136448.1154 | 133962.964 | 100.4% | 582.4624 | 240.4863 | 0.08506 | 15.13% | 9.35% | 0.4979% | 0.4734% | 11810.0596 | 1667.5804 | 136213.0068 | 131697.7917 | 133412.8402 | -1132.5862 | 101.3% | 1715.0485 | 0.059618 | 16.13% | 10.29% | 1.492% | 1.418%
101 | 128891.5013 | 5979.7196 | 134871.2209 | 127702.3996 | 100.9% | 1189.1017 | 211.4215 | 0.0694 | 15.7% | 9.89% | 1.067% | 1.014% | 9946.4103 | 6258.716 | 135150.2173 | 122286.8792 | 126183.7411 | -2707.7602 | 103.2% | 3896.8619 | 0.026366 | 18.29% | 12.35% | 3.652% | 3.47%
102 | 139895.1983 | 3805.3292 | 143700.5275 | 139904.9623 | 99.99% | -9.764 | 267.4991 | 0.10024 | 14.62% | 8.869% | -0.008515% | -0.007598% | 13658.9736 | 2004.8593 | 141900.0576 | 142938.8874 | 141900.0576 | 2004.8593 | 99.27% | -1038.8298 | 0.1341 | 13.8% | 8.085% | -0.8336% | -0.7913%
103 | 136346.6314 | 4616.9136 | 140963.545 | 136371.6507 | 99.98% | -25.0193 | 270.0391 | 0.10063 | 14.61% | 8.856% | -0.02155% | -0.01997% | 13438.9048 | 5997.2527 | 142343.8841 | 134859.8314 | 135590.7217 | -755.9097 | 100.5% | 730.8903 | 0.081377 | 15.25% | 9.466% | 0.6208% | 0.5901%
104 | 127390.5366 | 4644.5374 | 132035.074 | 125298.5506 | 101.7% | 2091.9861 | 168.1731 | 0.050259 | 16.55% | 10.69% | 1.913% | 1.818% | 7819.6342 | 1000 | 128390.5366 | 124671.7341 | 127077.1284 | -313.4082 | 101.9% | 2405.3943 | 0.045495 | 16.84% | 10.98% | 2.211% | 2.101%
105 | 143090.3211 | 3607.3835 | 146697.7046 | 144145.6928 | 99.27% | -1055.3717 | 429.2975 | 0.13437 | 13.79% | 8.079% | -0.8398% | -0.7971% | 22421.3345 | 2665.3248 | 145755.6459 | 143414.2626 | 142724.606 | -365.7151 | 99.52% | -689.6566 | 0.12199 | 14.08% | 8.353% | -0.5518% | -0.5236%
106 | 137824.9979 | 4417.4679 | 142242.4658 | 139500.3905 | 98.8% | -1675.3927 | 489.0605 | 0.16088 | 13.26% | 7.569% | -1.377% | -1.308% | 24602.7365 | 2146.2957 | 139971.2935 | 135988.641 | 136069.1231 | -1755.8748 | 100.1% | 80.4821 | 0.097966 | 14.7% | 8.941% | 0.06733% | 0.06444%
107 | 128724.008 | 5622.5269 | 134346.5349 | 129163.7425 | 99.66% | -439.7345 | 341.9041 | 0.11507 | 14.24% | 8.506% | -0.3908% | -0.3707% | 16064.1104 | 1000 | 129724.008 | 129790.5036 | 129724.008 | 1000 | 99.95% | -66.4957 | 0.10177 | 14.57% | 8.82% | -0.05924% | -0.05578%
108 | 129591.3605 | 5857.2366 | 135448.5971 | 128971.1098 | 100.5% | 620.2507 | 237.7829 | 0.083474 | 15.18% | 9.4% | 0.5508% | 0.5236% | 11247.3338 | 2226.6824 | 131818.0429 | 129033.3108 | 129653.5615 | 62.201 | 100.5% | 620.2507 | 0.083482 | 15.18% | 9.4% | 0.5505% | 0.5234%
109 | 132055.7489 | 5224.1136 | 137279.8625 | 131350.7384 | 100.5% | 705.0105 | 234.51 | 0.081556 | 15.25% | 9.461% | 0.6148% | 0.5844% | 11303.4623 | 2352.4236 | 134408.1724 | 132190.8468 | 132895.8572 | 840.1084 | 100.5% | 705.0105 | 0.081674 | 15.24% | 9.457% | 0.6109% | 0.5807%
110 | 124881.5984 | 11342.5212 | 136224.1196 | 124264.0126 | 100.5% | 617.5858 | 236.8407 | 0.082922 | 15.2% | 9.417% | 0.5692% | 0.5411% | 10795.6228 | 3708.325 | 128589.9234 | 125227.5851 | 125845.1709 | 963.5725 | 100.5% | 617.5858 | 0.083054 | 15.2% | 9.413% | 0.5648% | 0.5369%
111 | 136322.3351 | 2234.7924 | 138557.1275 | 137339.9278 | 99.26% | -1017.5927 | 431.2597 | 0.1348 | 13.78% | 8.069% | -0.8499% | -0.8067% | 21458.4699 | 3586.1739 | 139908.509 | 139165.3606 | 139165.3606 | 2843.0255 | 100% | 0 | 0.1 | 14.63% | 8.876% | -0.0005144% | 0%
112 | 137367.039 | 5432.5948 | 142799.6337 | 136574.4772 | 100.6% | 792.5618 | 231.9626 | 0.080059 | 15.3% | 9.508% | 0.6647% | 0.6318% | 11630.3652 | 4324.1164 | 141691.1554 | 136445.5893 | 137302.595 | -64.444 | 100.6% | 857.0057 | 0.078417 | 15.35% | 9.56% | 0.7195% | 0.6838%
113 | 135186.1845 | 5215.5147 | 140401.6993 | 135068.0768 | 100.1% | 118.1078 | 260.8256 | 0.096995 | 14.73% | 8.971% | 0.09972% | 0.0952% | 12869.9068 | 5860.2153 | 141046.3998 | 133485.684 | 134394.9882 | -791.1964 | 100.7% | 909.3041 | 0.076592 | 15.41% | 9.618% | 0.7804% | 0.7417%
114 | 130561.1968 | 6586.9849 | 137148.1816 | 128466.7795 | 101.6% | 2094.4173 | 170.4739 | 0.050979 | 16.5% | 10.65% | 1.868% | 1.775% | 8123.9072 | 1689.5458 | 132250.7425 | 127463.016 | 130059.315 | -501.8818 | 102% | 2596.299 | 0.043524 | 16.97% | 11.09% | 2.334% | 2.218%
115 | 139868.8994 | 2925.3768 | 142794.2761 | 140269.2008 | 99.71% | -400.3014 | 329.6228 | 0.11235 | 14.31% | 8.565% | -0.3277% | -0.3107% | 16827.9505 | 1000 | 140868.8994 | 135476.0394 | 137472.3187 | -2396.5807 | 101.5% | 1996.2793 | 0.055103 | 16.32% | 10.48% | 1.689% | 1.604%
116 | 135810.9676 | 5263.991 | 141074.9586 | 134394.8258 | 101.1% | 1416.1417 | 204.2405 | 0.066169 | 15.84% | 10.02% | 1.207% | 1.147% | 10124.4088 | 2415.2126 | 138226.1802 | 137401.8332 | 138226.1802 | 2415.2126 | 100.6% | 824.347 | 0.079384 | 15.32% | 9.529% | 0.6872% | 0.6532%
117 | 135299.9805 | 4038.8054 | 139338.7859 | 135445.0657 | 99.89% | -145.0852 | 289.8405 | 0.1037 | 14.51% | 8.76% | -0.1233% | -0.1166% | 14313.628 | 2981.7459 | 138281.7264 | 136681.7776 | 136681.7776 | 1381.7971 | 100% | 0 | 0.1 | 14.63% | 8.876% | -0.0005144% | 0%
118 | 133069.8297 | 3409.861 | 136479.6907 | 133106.6027 | 99.97% | -36.7731 | 272.1109 | 0.10095 | 14.6% | 8.846% | -0.03218% | -0.03008% | 13216.5568 | 1000 | 134069.8297 | 133904.5786 | 133904.5786 | 834.7489 | 100% | 0 | 0.1 | 14.63% | 8.876% | -0.0005144% | 0%
119 | 138056.9378 | 2976.3096 | 141033.2474 | 139075.1855 | 99.27% | -1018.2477 | 429.2975 | 0.13437 | 13.79% | 8.079% | -0.8398% | -0.7971% | 21632.6356 | 1000 | 139056.9378 | 139441.3338 | 139056.9378 | 1000 | 99.72% | -384.396 | 0.11187 | 14.32% | 8.576% | -0.3165% | -0.3001%
120 | 132410.5508 | 6018.6614 | 138429.2122 | 132212.0791 | 100.2% | 198.4717 | 257.1546 | 0.094842 | 14.8% | 9.04% | 0.1716% | 0.1634% | 12428.2452 | 2515.6939 | 134926.2447 | 133778.0251 | 133976.4968 | 1565.946 | 100.1% | 198.4717 | 0.094902 | 14.8% | 9.038% | 0.1696% | 0.1615%
121 | 133660.3425 | 5670.0039 | 139330.3464 | 134116.94 | 99.66% | -456.5975 | 341.9041 | 0.11507 | 14.24% | 8.506% | -0.3908% | -0.3707% | 16680.1402 | 2224.1726 | 135884.5151 | 131346.9423 | 132275.3437 | -1384.9988 | 100.7% | 928.4013 | 0.075712 | 15.44% | 9.646% | 0.8097% | 0.7696%
122 | 132523.7137 | 3831.6227 | 136355.3363 | 132629.3239 | 99.92% | -105.6102 | 283.7148 | 0.10275 | 14.54% | 8.789% | -0.09179% | -0.0867% | 13723.6143 | 1000 | 133523.7137 | 132402.6574 | 132410.3804 | -113.3333 | 100% | 7.723 | 0.0998 | 14.64% | 8.883% | 0.006172% | 0.006351%
123 | 134758.7262 | 4378.4935 | 139137.2196 | 134506.583 | 100.2% | 252.1432 | 254.9688 | 0.093559 | 14.85% | 9.08% | 0.2144% | 0.2041% | 12541.1355 | 1480.3685 | 136239.0947 | 135104.3853 | 135356.5284 | 597.8023 | 100.2% | 252.1432 | 0.093587 | 14.85% | 9.079% | 0.2134% | 0.2032%
124 | 137136.7468 | 5360.1899 | 142496.9368 | 137252.8953 | 99.92% | -116.1484 | 284.8304 | 0.10292 | 14.54% | 8.784% | -0.09752% | -0.09214% | 14257.1612 | 4730.659 | 141867.4058 | 135892.8843 | 136456.7414 | -680.0055 | 100.4% | 563.8571 | 0.085742 | 15.11% | 9.328% | 0.4751% | 0.4518%
125 | 137891.8688 | 4047.2481 | 141939.1169 | 138010.7565 | 99.91% | -118.8876 | 285.1691 | 0.10297 | 14.53% | 8.782% | -0.09926% | -0.09379% | 14352.7108 | 2668.7473 | 140560.6161 | 138101.8473 | 138101.8473 | 209.9785 | 100% | 0 | 0.1 | 14.63% | 8.876% | -0.0005144% | 0%
126 | 136128.3424 | 3419.2175 | 139547.56 | 136287.1553 | 99.88% | -158.8129 | 291.9422 | 0.10403 | 14.5% | 8.749% | -0.1341% | -0.1269% | 14505.687 | 2199.5973 | 138327.9398 | 131913.6699 | 133941.5997 | -2186.7427 | 101.5% | 2027.9298 | 0.053422 | 16.4% | 10.55% | 1.762% | 1.674%
127 | 129530.2716 | 1938.1761 | 131468.4477 | 130199.4777 | 99.49% | -669.2061 | 380.6205 | 0.12362 | 14.04% | 8.317% | -0.5897% | -0.5596% | 17995.186 | 2682.5695 | 132212.841 | 132423.1895 | 132212.841 | 2682.5695 | 99.84% | -210.3485 | 0.10612 | 14.45% | 8.703% | -0.1826% | -0.1729%
128 | 132510.6194 | 6664.6113 | 139175.2307 | 130384.9301 | 101.6% | 2125.6892 | 170.4739 | 0.050979 | 16.5% | 10.65% | 1.868% | 1.775% | 8245.2061 | 1502.3615 | 134012.9809 | 131003.5896 | 133129.2788 | 618.6595 | 101.6% | 2125.6892 | 0.051173 | 16.49% | 10.64% | 1.86% | 1.767%
129 | 137846.5242 | 4241.4315 | 142087.9557 | 137920.639 | 99.95% | -74.1148 | 277.9377 | 0.10185 | 14.57% | 8.818% | -0.06212% | -0.05851% | 13984.1544 | 2107.4368 | 139953.9611 | 138806.7431 | 138806.7431 | 960.2189 | 100% | 0 | 0.1 | 14.63% | 8.876% | -0.0005144% | 0%
130 | 133847.6336 | 5187.8928 | 139035.5263 | 131728.7103 | 101.6% | 2118.9232 | 171.75 | 0.051544 | 16.48% | 10.63% | 1.843% | 1.751% | 8390.7408 | 1000 | 134847.6336 | 132304.1084 | 134423.0316 | 575.3981 | 101.6% | 2118.9232 | 0.051729 | 16.47% | 10.62% | 1.835% | 1.744%
131 | 146906.3347 | 1811.9 | 148718.2347 | 148378.3018 | 99.01% | -1471.9671 | 487.2875 | 0.14723 | 13.5% | 7.796% | -1.138% | -1.08% | 26128.7513 | 3053.5125 | 149959.8472 | 152750.3647 | 149959.8472 | 3053.5125 | 98.17% | -2790.5174 | 0.20177 | 12.54% | 6.887% | -2.095% | -1.989%
132 | 131252.5301 | 6657.737 | 137910.2671 | 128492.5073 | 102.1% | 2760.0228 | 140.1602 | 0.041487 | 17.1% | 11.21% | 2.462% | 2.339% | 6714.6773 | 3682.1093 | 134934.6394 | 125545.2485 | 129778.9007 | -1473.6294 | 103.4% | 4233.6522 | 0.024026 | 18.5% | 12.55% | 3.865% | 3.672%
133 | 133436.9082 | 5923.0192 | 139359.9274 | 130298.6228 | 102.4% | 3138.2854 | 124.9046 | 0.036709 | 17.39% | 11.5% | 2.76% | 2.622% | 6083.4149 | 4141.2631 | 137578.1713 | 127570.6325 | 132072.9131 | -1363.9951 | 103.5% | 4502.2805 | 0.022579 | 18.68% | 12.72% | 4.045% | 3.843%
134 | 140504.1412 | 4503.3379 | 145007.479 | 141958.8858 | 98.98% | -1454.7447 | 489.0605 | 0.14937 | 13.46% | 7.76% | -1.175% | -1.116% | 25080.9825 | 1351.773 | 141855.9141 | 141858.7938 | 140454.0952 | -50.046 | 99.01% | -1404.6986 | 0.14711 | 13.5% | 7.798% | -1.136% | -1.078%
135 | 120524.4933 | 9511.9555 | 130036.4488 | 120080.4387 | 100.4% | 444.0546 | 244.2912 | 0.087293 | 15.06% | 9.279% | 0.4234% | 0.4026% | 10746.7208 | 4853.9441 | 125378.4374 | 119213.4713 | 120091.0096 | -433.4837 | 100.7% | 877.5383 | 0.074706 | 15.48% | 9.678% | 0.8433% | 0.8014%
136 | 128387.8255 | 6969.0641 | 135356.8896 | 126976.6033 | 101.1% | 1411.2222 | 200.8634 | 0.064649 | 15.91% | 10.09% | 1.274% | 1.21% | 9412.7719 | 4269.9336 | 132657.7591 | 130755.4828 | 132166.705 | 3778.8795 | 101.1% | 1411.2222 | 0.065495 | 15.87% | 10.05% | 1.237% | 1.175%
137 | 133211.2334 | 3827.909 | 137039.1425 | 133462.0641 | 99.81% | -250.8306 | 307.879 | 0.10755 | 14.42% | 8.672% | -0.216% | -0.2046% | 14969.7237 | 1000 | 134211.2334 | 134416.7103 | 134211.2334 | 1000 | 99.85% | -205.4768 | 0.10582 | 14.46% | 8.71% | -0.1757% | -0.1664%
138 | 120882.8039 | 6019.9669 | 126902.7708 | 120910.6236 | 99.98% | -27.8197 | 271.075 | 0.10079 | 14.61% | 8.851% | -0.02689% | -0.02505% | 11960.43 | 6851.9975 | 127734.8013 | 123073.3309 | 123073.3309 | 2190.527 | 100% | 0 | 0.1 | 14.63% | 8.876% | -0.0005144% | 0%
139 | 120532.4447 | 8312.5824 | 128845.0271 | 119469.2411 | 100.9% | 1063.2036 | 213.8313 | 0.070486 | 15.65% | 9.845% | 1.02% | 0.9689% | 9407.3654 | 4438.7323 | 124971.177 | 122137.7151 | 123200.9188 | 2668.4741 | 100.9% | 1063.2036 | 0.070999 | 15.63% | 9.824% | 0.9974% | 0.9478%
140 | 130680.4721 | 5625.5873 | 136306.0595 | 129691.7994 | 100.8% | 988.6727 | 221.3024 | 0.07385 | 15.51% | 9.706% | 0.8734% | 0.83% | 10555.7619 | 1000 | 131680.4721 | 129687.9241 | 130678.5345 | -1.9377 | 100.8% | 990.6104 | 0.07381 | 15.51% | 9.708% | 0.8751% | 0.8316%
141 | 141417.6285 | 5148.1739 | 146565.8023 | 141294.0765 | 100.1% | 123.552 | 260.8256 | 0.096995 | 14.73% | 8.971% | 0.09972% | 0.0952% | 13463.1487 | 2442.3075 | 143859.9359 | 141352.2397 | 141475.7916 | 58.1632 | 100.1% | 123.552 | 0.096997 | 14.73% | 8.971% | 0.09968% | 0.09517%
142 | 130746.8258 | 5842.2811 | 136589.1069 | 128795.4172 | 101.5% | 1951.4085 | 177.2172 | 0.054007 | 16.37% | 10.53% | 1.736% | 1.65% | 8457.2633 | 5299.3218 | 136046.1475 | 125896.0461 | 129297.1402 | -1449.6856 | 102.7% | 3401.0941 | 0.032482 | 17.73% | 11.82% | 3.096% | 2.941%
143 | 134120.7004 | 5198.4768 | 139319.1772 | 133219.6263 | 100.7% | 901.0742 | 226.3369 | 0.076758 | 15.41% | 9.613% | 0.7748% | 0.7364% | 11080.1116 | 1738.7116 | 135859.412 | 130986.6356 | 133004.2051 | -1116.4953 | 101.5% | 2017.5695 | 0.053344 | 16.4% | 10.55% | 1.765% | 1.677%
144 | 136768.5814 | 4287.9938 | 141056.5752 | 135533.7997 | 100.9% | 1234.7817 | 212.5969 | 0.06993 | 15.68% | 9.868% | 1.044% | 0.9919% | 10612.9491 | 2923.013 | 139691.5944 | 135843.468 | 137078.2497 | 309.6683 | 100.9% | 1234.7817 | 0.069985 | 15.67% | 9.866% | 1.041% | 0.9897%
145 | 132415.5051 | 4737.7518 | 137153.2569 | 132439.8031 | 99.98% | -24.298 | 270.0391 | 0.10063 | 14.61% | 8.856% | -0.02155% | -0.01997% | 13051.4363 | 1000 | 133415.5051 | 132693.2025 | 132693.2025 | 277.6973 | 100% | 0 | 0.1 | 14.63% | 8.876% | -0.0005144% | 0%
146 | 131305.0696 | 2655.2551 | 133960.3248 | 131646.3027 | 99.74% | -341.2331 | 323.776 | 0.11106 | 14.34% | 8.594% | -0.2976% | -0.2822% | 15517.4 | 3117.5925 | 134422.6621 | 132336.5428 | 132336.5428 | 1031.4732 | 100% | 0 | 0.1 | 14.63% | 8.876% | -0.0005144% | 0%
147 | 135003.7756 | 4327.0441 | 139330.8197 | 133181.8628 | 101.4% | 1821.9128 | 185.8371 | 0.057885 | 16.2% | 10.37% | 1.568% | 1.489% | 9157.3794 | 3533.1406 | 138536.9162 | 134774.4346 | 136596.3474 | 1592.5718 | 101.4% | 1821.9128 | 0.058311 | 16.18% | 10.35% | 1.549% | 1.472%
148 | 134092.8194 | 6333.6994 | 140426.5188 | 133580.1144 | 100.4% | 512.705 | 243.4645 | 0.086811 | 15.07% | 9.294% | 0.4395% | 0.4179% | 11916.095 | 4313.4564 | 138406.2758 | 134218.6565 | 134731.3616 | 638.5422 | 100.4% | 512.705 | 0.086874 | 15.07% | 9.292% | 0.4374% | 0.4159%
149 | 128994.8589 | 6034.8472 | 135029.7061 | 129419.0825 | 99.67% | -424.2236 | 339.0852 | 0.11444 | 14.26% | 8.519% | -0.3763% | -0.3569% | 15965.1924 | 4403.4167 | 133398.2756 | 126217.6719 | 127394.1536 | -1600.7053 | 100.9% | 1176.4817 | 0.069375 | 15.7% | 9.891% | 1.068% | 1.015%
150 | 141159.7235 | 5087.162 | 146246.8855 | 141028.8329 | 100.1% | 130.8907 | 260.5069 | 0.096811 | 14.74% | 8.977% | 0.1059% | 0.101% | 13422.1735 | 1812.2685 | 142971.992 | 138518.8296 | 139904.7219 | -1255.0016 | 101% | 1385.8923 | 0.067572 | 15.78% | 9.966% | 1.146% | 1.089%
151 | 129894.057 | 6076.9149 | 135970.9719 | 128732.8989 | 100.9% | 1161.158 | 213.1256 | 0.070169 | 15.67% | 9.858% | 1.033% | 0.9821% | 10104.5666 | 2658.6968 | 132552.7537 | 125569.8911 | 128312.5531 | -1581.5039 | 102.2% | 2742.662 | 0.040823 | 17.14% | 11.25% | 2.503% | 2.378%
152 | 132258.9264 | 4975.3679 | 137234.2943 | 132370.9436 | 99.92% | -112.0171 | 284.8304 | 0.10292 | 14.54% | 8.784% | -0.09752% | -0.09214% | 13750.0479 | 1178.4542 | 133437.3806 | 134191.2806 | 133437.3806 | 1178.4542 | 99.44% | -753.9 | 0.12597 | 13.99% | 8.265% | -0.6445% | -0.6117%
153 | 127561.8297 | 8501.9488 | 136063.7785 | 126438.303 | 100.9% | 1123.5267 | 213.9117 | 0.070522 | 15.65% | 9.844% | 1.018% | 0.9675% | 9959.7414 | 1771.3845 | 129333.2142 | 125876.6313 | 127280.9938 | -280.8359 | 101.1% | 1404.3626 | 0.064536 | 15.91% | 10.09% | 1.278% | 1.215%
154 | 132267.9285 | 5598.0921 | 137866.0206 | 131267.2457 | 100.8% | 1000.6827 | 221.3024 | 0.07385 | 15.51% | 9.706% | 0.8734% | 0.83% | 10683.9893 | 4116.4721 | 136384.4006 | 128414.9318 | 130841.7715 | -1426.157 | 101.9% | 2426.8397 | 0.046221 | 16.8% | 10.93% | 2.166% | 2.058%
155 | 132453.138 | 4388.1074 | 136841.2454 | 132395.1368 | 100% | 58.0012 | 263.3755 | 0.098495 | 14.68% | 8.924% | 0.04971% | 0.0477% | 12732.9924 | 1000 | 133453.138 | 133552.7856 | 133453.138 | 1000 | 99.93% | -99.6475 | 0.10257 | 14.55% | 8.795% | -0.08605% | -0.08124%
156 | 127335.4616 | 4285.2307 | 131620.6923 | 125645.8511 | 101.3% | 1689.6106 | 187.1976 | 0.058498 | 16.17% | 10.34% | 1.541% | 1.464% | 8700.4661 | 2555.3665 | 129890.8281 | 128309.65 | 129890.8281 | 2555.3665 | 101.2% | 1581.1781 | 0.061462 | 16.05% | 10.22% | 1.412% | 1.342%
157 | 135141.4902 | 2700.0624 | 137841.5526 | 135528.2619 | 99.71% | -386.7716 | 329.6228 | 0.11235 | 14.31% | 8.565% | -0.3277% | -0.3107% | 16259.185 | 1000 | 136141.4902 | 131503.4453 | 133129.0819 | -2012.4083 | 101.2% | 1625.6367 | 0.061359 | 16.05% | 10.22% | 1.417% | 1.346%
158 | 128030.5432 | 4962.4242 | 132992.9673 | 125879.2133 | 101.7% | 2151.3299 | 165.8653 | 0.049536 | 16.59% | 10.74% | 1.959% | 1.861% | 7751.0743 | 1090.5307 | 129121.0739 | 121667.0442 | 125924.4586 | -2106.0845 | 103.5% | 4257.4144 | 0.022855 | 18.64% | 12.69% | 4.011% | 3.81%
159 | 137402.686 | 4121.5897 | 141524.2757 | 137427.8991 | 99.98% | -25.2131 | 270.0391 | 0.10063 | 14.61% | 8.856% | -0.02155% | -0.01997% | 13542.9941 | 1802.7607 | 139205.4467 | 140235.9437 | 139205.4467 | 1802.7607 | 99.27% | -1030.497 | 0.1345 | 13.79% | 8.076% | -0.8429% | -0.8001%
160 | 139197.9565 | 6008.5449 | 145206.5014 | 136416.3785 | 102% | 2781.578 | 146.5412 | 0.043485 | 16.97% | 11.1% | 2.337% | 2.22% | 7445.3568 | 2122.9687 | 141320.9252 | 140127.2342 | 141320.9252 | 2122.9687 | 100.9% | 1193.6911 | 0.07149 | 15.61% | 9.804% | 0.976% | 0.9275%
161 | 134596.0052 | 4313.9745 | 138909.9797 | 134501.1579 | 100.1% | 94.8473 | 261.8158 | 0.097577 | 14.71% | 8.953% | 0.08032% | 0.07678% | 12862.3688 | 2651.3502 | 137247.3554 | 134819.5626 | 134914.4099 | 318.4047 | 100.1% | 94.8473 | 0.097583 | 14.71% | 8.953% | 0.08013% | 0.0766%
162 | 129299.3003 | 6936.7025 | 136236.0029 | 127959.0002 | 101% | 1340.3001 | 204.6086 | 0.066335 | 15.83% | 10.02% | 1.2% | 1.14% | 9656.3462 | 2784.7236 | 132084.0239 | 128897.5965 | 130237.8966 | 938.5963 | 101% | 1340.3001 | 0.066536 | 15.82% | 10.01% | 1.191% | 1.132%
163 | 142464.8996 | 4093.819 | 146558.7186 | 145592.4241 | 97.85% | -3127.5245 | 489.0605 | 0.22901 | 12.17% | 6.537% | -2.463% | -2.339% | 25430.9918 | 1000 | 143464.8996 | 141487.5301 | 140412.4526 | -2052.447 | 99.24% | -1075.0775 | 0.13573 | 13.76% | 8.049% | -0.8715% | -0.8273%
164 | 142831.2909 | 4855.9599 | 147687.2508 | 142698.8502 | 100.1% | 132.4406 | 260.5069 | 0.096811 | 14.74% | 8.977% | 0.1059% | 0.101% | 13581.1145 | 1124.018 | 143955.3089 | 144409.1468 | 143955.3089 | 1124.018 | 99.69% | -453.8379 | 0.11378 | 14.27% | 8.534% | -0.3608% | -0.3422%
165 | 121643.7655 | 6439.9641 | 128083.7295 | 120188.0024 | 101.2% | 1455.7631 | 195.0163 | 0.062017 | 16.02% | 10.19% | 1.388% | 1.319% | 8658.7174 | 5074.5422 | 126718.3076 | 121101.9831 | 122557.7462 | 913.9807 | 101.2% | 1455.7631 | 0.062258 | 16.01% | 10.18% | 1.377% | 1.309%
166 | 132740.4637 | 5939.5733 | 138680.037 | 132811.6045 | 99.95% | -71.1408 | 277.8979 | 0.10185 | 14.57% | 8.818% | -0.06192% | -0.05832% | 13464.2282 | 4893.5974 | 137634.0611 | 135009.9315 | 135009.9315 | 2269.4678 | 100% | 0 | 0.1 | 14.63% | 8.876% | -0.0005144% | 0%
167 | 129004.1823 | 4238.3475 | 133242.5298 | 129115.4072 | 99.91% | -111.2249 | 285.1691 | 0.10297 | 14.53% | 8.782% | -0.09926% | -0.09379% | 13427.6208 | 2229.054 | 131233.2363 | 130727.6532 | 130727.6532 | 1723.4709 | 100% | 0 | 0.1 | 14.63% | 8.876% | -0.0005144% | 0%
168 | 131819.8038 | 5064.1912 | 136883.995 | 131085.7183 | 100.6% | 734.0855 | 233.1553 | 0.080757 | 15.27% | 9.486% | 0.6414% | 0.6097% | 11218.0894 | 1410.7071 | 133230.5109 | 131332.9391 | 132067.0246 | 247.2209 | 100.6% | 734.0855 | 0.080793 | 15.27% | 9.485% | 0.6402% | 0.6086%
169 | 135074.5625 | 1297.9712 | 136372.5337 | 136009.6819 | 99.31% | -935.1194 | 419.3469 | 0.13217 | 13.84% | 8.128% | -0.7887% | -0.7486% | 20674.733 | 1000 | 136074.5625 | 137389.5593 | 136074.5625 | 1000 | 99.04% | -1314.9968 | 0.14546 | 13.54% | 7.834% | -1.098% | -1.042%
170 | 127725.2854 | 4814.5364 | 132539.8218 | 125924.8962 | 101.4% | 1800.3892 | 182.2174 | 0.056258 | 16.27% | 10.43% | 1.638% | 1.557% | 8494.9238 | 2229.0503 | 129954.3357 | 126741.3791 | 128541.7683 | 816.4829 | 101.4% | 1800.3892 | 0.056501 | 16.26% | 10.42% | 1.628% | 1.547%
171 | 131336.2248 | 5758.6499 | 137094.8748 | 130124.5691 | 100.9% | 1211.6558 | 211.4215 | 0.0694 | 15.7% | 9.89% | 1.067% | 1.014% | 10135.0668 | 4318.7311 | 135654.9559 | 132622.7437 | 133834.3994 | 2498.1746 | 100.9% | 1211.6558 | 0.069862 | 15.68% | 9.871% | 1.047% | 0.9947%
172 | 137561.8717 | 1034.2998 | 138596.1715 | 138630.895 | 99.23% | -1069.0232 | 437.993 | 0.13629 | 13.75% | 8.037% | -0.8845% | -0.8396% | 21991.6645 | 1000 | 138561.8717 | 138089.9399 | 137291.3942 | -270.4776 | 99.42% | -798.5457 | 0.12679 | 13.97% | 8.247% | -0.6634% | -0.6296%
173 | 133055.9064 | 6047.9957 | 139103.9021 | 130757.3951 | 101.8% | 2298.5113 | 163.0075 | 0.048641 | 16.65% | 10.79% | 2.015% | 1.914% | 7916.526 | 1330.5646 | 134386.471 | 130637.4939 | 132995.9558 | -59.9506 | 101.8% | 2358.4619 | 0.04777 | 16.7% | 10.84% | 2.069% | 1.966%
174 | 134302.97 | 4796.5346 | 139099.5047 | 132177.5024 | 101.6% | 2125.4676 | 171.7799 | 0.051558 | 16.48% | 10.63% | 1.843% | 1.751% | 8420.7506 | 4598.6788 | 138901.6488 | 132818.9642 | 134944.4318 | 641.4618 | 101.6% | 2125.4676 | 0.051762 | 16.47% | 10.62% | 1.834% | 1.742%
175 | 130298.2652 | 5043.8038 | 135342.0691 | 127491.0574 | 102.2% | 2807.2078 | 137.0048 | 0.040499 | 17.16% | 11.27% | 2.524% | 2.397% | 6515.7937 | 3530.4593 | 133828.7246 | 128821.4172 | 131628.625 | 1330.3598 | 102.2% | 2807.2078 | 0.040916 | 17.13% | 11.25% | 2.498% | 2.373%
176 | 131454.4118 | 5975.2005 | 137429.6123 | 131817.0676 | 99.72% | -362.6558 | 327.3319 | 0.11185 | 14.32% | 8.577% | -0.3159% | -0.2995% | 15705.664 | 1741.8402 | 133196.252 | 132303.9528 | 132303.9528 | 849.541 | 100% | 0 | 0.1 | 14.63% | 8.876% | -0.0005144% | 0%
177 | 139316.2465 | 4003.3404 | 143319.5869 | 141093.1433 | 98.74% | -1776.8968 | 489.0605 | 0.1647 | 13.19% | 7.505% | -1.444% | -1.371% | 24868.9349 | 2563.3689 | 141879.6154 | 140193.7791 | 138866.5644 | -449.6821 | 99.05% | -1327.2147 | 0.14494 | 13.55% | 7.845% | -1.086% | -1.031%
178 | 124672.487 | 3463.1246 | 128135.6116 | 124919.3379 | 99.8% | -246.8509 | 310.0305 | 0.10803 | 14.41% | 8.661% | -0.227% | -0.2151% | 14108.0784 | 2942.6947 | 127615.1817 | 125348.1578 | 125348.1578 | 675.6707 | 100% | 0 | 0.1 | 14.63% | 8.876% | -0.0005144% | 0%
179 | 130288.9712 | 4518.6926 | 134807.6638 | 129600.1422 | 100.5% | 688.829 | 234.8209 | 0.081736 | 15.24% | 9.455% | 0.6088% | 0.5787% | 11167.0215 | 1000 | 131288.9712 | 130842.6361 | 131288.9712 | 1000 | 100.3% | 446.3351 | 0.088278 | 15.02% | 9.248% | 0.3905% | 0.3714%
180 | 131034.1615 | 2978.0491 | 134012.2106 | 132750.201 | 98.71% | -1716.0395 | 489.0605 | 0.16687 | 13.15% | 7.469% | -1.482% | -1.407% | 23390.5242 | 1206.9298 | 132241.0913 | 132050.451 | 130684.2865 | -349.875 | 98.97% | -1366.1645 | 0.15001 | 13.45% | 7.75% | -1.186% | -1.126%
181 | 130433.7594 | 6896.4179 | 137330.1773 | 129573.8312 | 100.7% | 859.9283 | 227.0794 | 0.077195 | 15.39% | 9.599% | 0.7603% | 0.7226% | 10810.8711 | 6458.7712 | 136892.5307 | 127495.8231 | 129394.7554 | -1039.004 | 101.5% | 1898.9323 | 0.054685 | 16.34% | 10.5% | 1.707% | 1.622%
182 | 126063.6548 | 6483.2737 | 132546.9285 | 124817.2552 | 101% | 1246.3996 | 207.4694 | 0.067623 | 15.78% | 9.963% | 1.144% | 1.087% | 9546.3368 | 5205.709 | 131269.3638 | 124776.5053 | 126043.2798 | -20.375 | 101% | 1266.7746 | 0.067184 | 15.8% | 9.982% | 1.163% | 1.105%
183 | 138908.1167 | 4215.2909 | 143123.4076 | 138847.2889 | 100% | 60.8278 | 263.3755 | 0.098495 | 14.68% | 8.924% | 0.04971% | 0.0477% | 13353.5228 | 1000 | 139908.1167 | 138017.5646 | 138493.2546 | -414.8622 | 100.3% | 475.69 | 0.088157 | 15.03% | 9.251% | 0.3946% | 0.3753%
184 | 131921.619 | 5483.1312 | 137404.7502 | 130062.0791 | 101.4% | 1859.5399 | 182.2174 | 0.056258 | 16.27% | 10.43% | 1.638% | 1.557% | 8774.0191 | 3401.0589 | 135322.6779 | 130420.0209 | 132279.5607 | 357.9417 | 101.4% | 1859.5399 | 0.056361 | 16.27% | 10.43% | 1.634% | 1.552%
185 | 135681.3416 | 2229.0566 | 137910.3982 | 136069.6583 | 99.71% | -388.3167 | 329.6228 | 0.11235 | 14.31% | 8.565% | -0.3277% | -0.3107% | 16324.1357 | 1573.8411 | 137255.1827 | 132492.3555 | 133892.6902 | -1788.6514 | 101.1% | 1400.3347 | 0.066085 | 15.84% | 10.03% | 1.211% | 1.151%
186 | 131716.326 | 4052.81 | 135769.1361 | 131392.2826 | 100.2% | 324.0434 | 251.5033 | 0.091526 | 14.92% | 9.145% | 0.2822% | 0.2685% | 12091.3875 | 3744.0138 | 135460.3398 | 131381.7519 | 131711.0607 | -5.2654 | 100.3% | 329.3088 | 0.091387 | 14.92% | 9.149% | 0.2868% | 0.2729%
187 | 141455.2856 | 3510.3349 | 144965.6205 | 141945.8403 | 99.65% | -490.5547 | 343.0495 | 0.11532 | 14.24% | 8.5% | -0.3967% | -0.3763% | 17712.0513 | 3120.4252 | 144575.7108 | 142029.0106 | 142029.0106 | 573.725 | 100% | 0 | 0.1 | 14.63% | 8.876% | -0.0005144% | 0%
188 | 134613.1918 | 4210.9603 | 138824.1521 | 133575.2186 | 100.8% | 1037.9731 | 220.4457 | 0.073462 | 15.52% | 9.722% | 0.8903% | 0.846% | 10831.3406 | 1000 | 135613.1918 | 131273.2215 | 133462.1932 | -1150.9986 | 101.7% | 2188.9717 | 0.050298 | 16.54% | 10.69% | 1.911% | 1.816%
189 | 131342.8474 | 4209.7066 | 135552.554 | 129247.498 | 101.6% | 2095.3494 | 171.0098 | 0.051211 | 16.49% | 10.64% | 1.858% | 1.765% | 8198.2324 | 3630.9432 | 134973.7905 | 125510.3325 | 129474.2646 | -1868.5827 | 103.2% | 3963.9321 | 0.026724 | 18.25% | 12.31% | 3.62% | 3.439%
190 | 138997.3013 | 5664.9359 | 144662.2372 | 139398.8284 | 99.71% | -401.5271 | 330.2104 | 0.11248 | 14.3% | 8.563% | -0.3307% | -0.3136% | 16752.9013 | 2787.7351 | 141785.0364 | 138844.8636 | 138720.3189 | -276.9824 | 99.91% | -124.5447 | 0.1031 | 14.53% | 8.779% | -0.1033% | -0.09766%
191 | 133269.7878 | 3829.5916 | 137099.3794 | 134908.4472 | 98.79% | -1638.6594 | 489.0605 | 0.16178 | 13.24% | 7.554% | -1.393% | -1.322% | 23789.5993 | 3375.5857 | 136645.3735 | 136903.6014 | 136645.3735 | 3375.5857 | 99.81% | -258.2279 | 0.10758 | 14.42% | 8.671% | -0.2167% | -0.2054%
192 | 129401.8837 | 5217.6526 | 134619.5363 | 128831.2569 | 100.4% | 570.6268 | 240.0082 | 0.08478 | 15.14% | 9.358% | 0.5072% | 0.4822% | 11335.9907 | 2262.2117 | 131664.0954 | 130732.1521 | 131302.7789 | 1900.8952 | 100.4% | 570.6268 | 0.085001 | 15.13% | 9.351% | 0.4998% | 0.4752%
193 | 141439.9503 | 4905.4318 | 146345.3821 | 140721.7894 | 100.5% | 718.161 | 236.0602 | 0.082464 | 15.22% | 9.432% | 0.5845% | 0.5556% | 12186.7447 | 4244.4012 | 145684.3515 | 140022.5984 | 141090.3548 | -349.5955 | 100.8% | 1067.7564 | 0.073844 | 15.51% | 9.706% | 0.8736% | 0.8302%
194 | 129568.5748 | 7406.7286 | 136975.3034 | 129531.1705 | 100% | 37.4043 | 264.252 | 0.099008 | 14.67% | 8.908% | 0.03259% | 0.03144% | 12497.1465 | 4632.6245 | 134201.1993 | 132238.9783 | 132276.3826 | 2707.8078 | 100% | 37.4043 | 0.099028 | 14.67% | 8.907% | 0.03191% | 0.0308%
195 | 130229.581 | 6495.9541 | 136725.5351 | 129541.8943 | 100.5% | 687.6867 | 234.8586 | 0.081758 | 15.24% | 9.454% | 0.608% | 0.578% | 11163.7205 | 2067.6998 | 132297.2808 | 128388.8468 | 129653.0572 | -576.5238 | 101% | 1264.2104 | 0.067989 | 15.76% | 9.948% | 1.128% | 1.072%
196 | 133464.6006 | 4498.8068 | 137963.4073 | 132818.4075 | 100.5% | 646.1931 | 237.4549 | 0.083282 | 15.19% | 9.406% | 0.5572% | 0.5297% | 11567.5159 | 5644.9271 | 139109.5276 | 136101.2242 | 136747.4172 | 3282.8167 | 100.5% | 646.1931 | 0.083685 | 15.18% | 9.393% | 0.5437% | 0.5169%
197 | 131373.349 | 6131.6796 | 137505.0286 | 131126.8478 | 100.2% | 246.5012 | 254.939 | 0.09354 | 14.85% | 9.081% | 0.215% | 0.2047% | 12224.6472 | 4043.3718 | 135416.7208 | 133878.7632 | 134125.2644 | 2751.9154 | 100.2% | 246.5012 | 0.093673 | 14.84% | 9.077% | 0.2106% | 0.2005%
198 | 133262.4951 | 4755.4908 | 138017.9859 | 131494.2389 | 101.3% | 1768.2562 | 187.1976 | 0.058498 | 16.17% | 10.34% | 1.541% | 1.464% | 9105.4432 | 1560.931 | 134823.4261 | 134354.6247 | 134823.4261 | 1560.931 | 100.3% | 468.8014 | 0.08801 | 15.03% | 9.256% | 0.3995% | 0.3799%
199 | 132919.3456 | 5769.1344 | 138688.48 | 131693.0846 | 100.9% | 1226.261 | 211.4215 | 0.0694 | 15.7% | 9.89% | 1.067% | 1.014% | 10257.2345 | 3049.0074 | 135968.353 | 132660.7029 | 133886.9639 | 967.6182 | 100.9% | 1226.261 | 0.069579 | 15.69% | 9.883% | 1.059% | 1.006%
200 | 140960.0988 | 4239.0069 | 145199.1057 | 140969.9371 | 99.99% | -9.8383 | 267.4991 | 0.10024 | 14.62% | 8.869% | -0.008515% | -0.007598% | 13762.9475 | 3315.6947 | 144275.7935 | 142389.6752 | 142389.6752 | 1429.5765 | 100% | 0 | 0.1 | 14.63% | 8.876% | -0.0005144% | 0%
201 | 127587.0541 | 5557.1582 | 133144.2122 | 126042.7495 | 101.2% | 1544.3046 | 194.1998 | 0.061649 | 16.04% | 10.21% | 1.404% | 1.334% | 9043.7455 | 1000 | 128587.0541 | 124845.0679 | 126988.2133 | -598.8408 | 101.7% | 2143.1453 | 0.049396 | 16.6% | 10.75% | 1.967% | 1.869%
202 | 131013.3893 | 4679.0496 | 135692.4389 | 129800.1746 | 100.9% | 1213.2146 | 211.2113 | 0.069307 | 15.7% | 9.894% | 1.071% | 1.018% | 10100.1028 | 2001.2388 | 133014.6281 | 129130.4931 | 130678.5485 | -334.8408 | 101.2% | 1548.0554 | 0.062344 | 16.01% | 10.18% | 1.374% | 1.305%
203 | 142197.8241 | 2699.9587 | 144897.7828 | 145413.348 | 97.79% | -3215.5239 | 489.0605 | 0.23451 | 12.1% | 6.469% | -2.535% | -2.408% | 25383.3169 | 3170.3851 | 145368.2092 | 148604.9846 | 145368.2092 | 3170.3851 | 97.82% | -3236.7754 | 0.23162 | 12.14% | 6.505% | -2.497% | -2.371%
204 | 131537.9172 | 5978.9962 | 137516.9134 | 131365.728 | 100.1% | 172.1892 | 258.2696 | 0.095496 | 14.78% | 9.019% | 0.1497% | 0.1427% | 12399.8695 | 5244.4328 | 136782.35 | 130222.6433 | 130966.3748 | -571.5424 | 100.6% | 743.7315 | 0.080375 | 15.29% | 9.498% | 0.6542% | 0.6218%
205 | 137852.2891 | 4926.3721 | 142778.6611 | 138462.9664 | 99.56% | -610.6773 | 364.3451 | 0.12002 | 14.13% | 8.396% | -0.5061% | -0.4802% | 18332.4175 | 3299.6149 | 141151.9039 | 134791.2161 | 136016.4139 | -1835.8751 | 100.9% | 1225.1978 | 0.069985 | 15.67% | 9.866% | 1.041% | 0.9896%
206 | 127024.7906 | 6834.9446 | 133859.7352 | 125628.5507 | 101.1% | 1396.2399 | 200.8634 | 0.064649 | 15.91% | 10.09% | 1.274% | 1.21% | 9312.8408 | 3341.2155 | 130366.0062 | 126797.2389 | 128193.4788 | 1168.6882 | 101.1% | 1396.2399 | 0.064919 | 15.9% | 10.08% | 1.262% | 1.199%
207 | 142582.0922 | 3316.4266 | 145898.5188 | 143106.7669 | 99.63% | -524.6748 | 347.7509 | 0.11636 | 14.21% | 8.477% | -0.4208% | -0.3992% | 18097.8123 | 1000 | 143582.0922 | 143133.6051 | 143133.6051 | 551.5129 | 100% | 0 | 0.1 | 14.63% | 8.876% | -0.0005144% | 0%
208 | 126197.2754 | 4156.8878 | 130354.1632 | 126439.6031 | 99.81% | -242.3277 | 308.7057 | 0.10773 | 14.41% | 8.668% | -0.2202% | -0.2087% | 14219.6047 | 1996.5113 | 128193.7867 | 125434.4251 | 125694.6864 | -502.589 | 100.2% | 260.2613 | 0.09287 | 14.87% | 9.102% | 0.2373% | 0.2259%
209 | 138572.8306 | 4758.8468 | 143331.6775 | 138280.0947 | 100.2% | 292.736 | 253.5445 | 0.092726 | 14.88% | 9.107% | 0.2422% | 0.2305% | 12824.0475 | 1000 | 139572.8306 | 138953.2938 | 139246.0297 | 673.1991 | 100.2% | 292.736 | 0.092761 | 14.87% | 9.106% | 0.241% | 0.2294%
210 | 134799.617 | 5775.6116 | 140575.2286 | 133779.7806 | 100.8% | 1019.8364 | 221.3024 | 0.07385 | 15.51% | 9.706% | 0.8734% | 0.83% | 10888.4873 | 2934.4772 | 137734.0942 | 135056.9933 | 136076.8297 | 1277.2127 | 100.8% | 1019.8364 | 0.074053 | 15.5% | 9.698% | 0.8651% | 0.8221%
211 | 129392.2482 | 6996.6933 | 136388.9415 | 129057.5492 | 100.3% | 334.699 | 250.7555 | 0.091088 | 14.93% | 9.159% | 0.2968% | 0.2824% | 11842.7256 | 5692.1529 | 135084.4011 | 127296.0277 | 128511.4875 | -880.7608 | 101% | 1215.4598 | 0.068776 | 15.73% | 9.916% | 1.094% | 1.04%
212 | 124500.3137 | 5834.6385 | 130334.9523 | 122642.135 | 101.5% | 1858.1788 | 177.2172 | 0.054007 | 16.37% | 10.53% | 1.736% | 1.65% | 8053.2122 | 2928.4581 | 127428.7719 | 126112.2365 | 127428.7719 | 2928.4581 | 101% | 1316.5354 | 0.066427 | 15.83% | 10.01% | 1.196% | 1.137%
213 | 141771.9803 | 2824.31 | 144596.2902 | 142177.7282 | 99.71% | -405.7479 | 329.6228 | 0.11235 | 14.31% | 8.565% | -0.3277% | -0.3107% | 17056.9145 | 1981.3848 | 143753.3651 | 136853.8108 | 139110.0216 | -2661.9587 | 101.6% | 2256.2108 | 0.050644 | 16.52% | 10.67% | 1.889% | 1.795%
214 | 127975.5524 | 5929.2601 | 133904.8125 | 125589.9345 | 101.9% | 2385.6179 | 154.7065 | 0.046043 | 16.81% | 10.94% | 2.177% | 2.068% | 7226.5053 | 2851.529 | 130827.0814 | 123313.2304 | 126837.2004 | -1138.352 | 102.9% | 3523.97 | 0.030512 | 17.91% | 11.99% | 3.275% | 3.111%
215 | 133609.7034 | 3311.8514 | 136921.5548 | 134073.0503 | 99.65% | -463.3469 | 343.0495 | 0.11532 | 14.24% | 8.5% | -0.3967% | -0.3763% | 16729.6818 | 1000 | 134609.7034 | 132872.7977 | 133009.5771 | -600.1263 | 100.1% | 136.7794 | 0.096463 | 14.75% | 8.988% | 0.1175% | 0.1121%
216 | 131419.7708 | 2776.474 | 134196.2448 | 131478.795 | 99.96% | -59.0242 | 275.9656 | 0.10155 | 14.58% | 8.827% | -0.05198% | -0.04888% | 13237.5759 | 2392.8044 | 133812.5752 | 132143.1806 | 132143.1806 | 723.4099 | 100% | 0 | 0.1 | 14.63% | 8.876% | -0.0005144% | 0%
217 | 129532.2854 | 5644.0973 | 135176.3827 | 126485.8324 | 102.4% | 3046.4531 | 124.9046 | 0.036709 | 17.39% | 11.5% | 2.76% | 2.622% | 5905.4024 | 1000 | 130532.2854 | 129166.6685 | 130532.2854 | 1000 | 101.1% | 1365.6169 | 0.066076 | 15.84% | 10.03% | 1.211% | 1.151%
218 | 137049.921 | 5045.15 | 142095.071 | 138000.8566 | 99.31% | -950.9356 | 419.6856 | 0.13225 | 13.84% | 8.126% | -0.7904% | -0.7502% | 20994.0253 | 2935.1913 | 139985.1124 | 138242.0676 | 138242.0676 | 1192.1465 | 100% | 0 | 0.1 | 14.63% | 8.876% | -0.0005144% | 0%
219 | 134400.7047 | 3862.0892 | 138262.7939 | 136460.564 | 98.49% | -2059.8593 | 489.0605 | 0.18104 | 12.9% | 7.233% | -1.731% | -1.643% | 23991.476 | 2788.7636 | 137189.4683 | 136340.266 | 134340.5557 | -60.149 | 98.53% | -1999.7103 | 0.17824 | 12.95% | 7.279% | -1.682% | -1.597%
220 | 135971.098 | 3776.9749 | 139748.073 | 136326.7938 | 99.74% | -355.6958 | 324.1545 | 0.11115 | 14.33% | 8.592% | -0.2996% | -0.2841% | 16087.6076 | 2736.8789 | 138707.977 | 139342.3241 | 138707.977 | 2736.8789 | 99.54% | -634.3471 | 0.12072 | 14.11% | 8.381% | -0.5224% | -0.4957%
221 | 130139.4719 | 3739.64 | 133879.1119 | 129921.1195 | 100.2% | 218.3525 | 256.1035 | 0.094225 | 14.83% | 9.059% | 0.1921% | 0.183% | 12165.1506 | 4782.8502 | 134922.3221 | 129266.978 | 129812.4012 | -327.0707 | 100.4% | 545.4232 | 0.085501 | 15.12% | 9.336% | 0.4832% | 0.4594%
222 | 129441.2229 | 2941.846 | 132383.0689 | 131064.1591 | 98.76% | -1622.9361 | 489.0605 | 0.16332 | 13.21% | 7.528% | -1.42% | -1.348% | 23106.1734 | 1040.498 | 130481.7209 | 129482.0853 | 128650.186 | -791.0369 | 99.36% | -831.8993 | 0.12995 | 13.9% | 8.177% | -0.737% | -0.6995%
223 | 133727.3558 | 6799.6961 | 140527.0519 | 132964.0889 | 100.6% | 763.2669 | 232.33 | 0.080275 | 15.29% | 9.501% | 0.6575% | 0.625% | 11340.1418 | 3828.0465 | 137555.4023 | 134462.5227 | 135225.7896 | 1498.4338 | 100.6% | 763.2669 | 0.080495 | 15.28% | 9.494% | 0.6502% | 0.618%
224 | 144437.5967 | 3948.3159 | 148385.9126 | 144606.1035 | 99.88% | -168.5068 | 291.9422 | 0.10403 | 14.5% | 8.749% | -0.1341% | -0.1269% | 15391.1121 | 3865.8621 | 148303.4588 | 144211.9703 | 144240.5301 | -197.0666 | 100% | 28.5598 | 0.099319 | 14.66% | 8.898% | 0.02219% | 0.02156%
225 | 138813.4193 | 3523.1436 | 142336.5629 | 139041.5045 | 99.84% | -228.0852 | 302.5501 | 0.10637 | 14.44% | 8.698% | -0.1886% | -0.1786% | 15329.2768 | 3066.6823 | 141880.1016 | 140321.4549 | 140321.4549 | 1508.0356 | 100% | 0 | 0.1 | 14.63% | 8.876% | -0.0005144% | 0%
226 | 129409.3939 | 3272.1758 | 132681.5697 | 128082.3418 | 101% | 1327.0521 | 205.2759 | 0.066634 | 15.82% | 10% | 1.187% | 1.128% | 9696.0903 | 1000 | 130409.3939 | 127994.7663 | 129365.6062 | -43.7877 | 101.1% | 1370.8399 | 0.065713 | 15.86% | 10.04% | 1.227% | 1.166%
227 | 135499.4012 | 5219.84 | 140719.2411 | 135224.5238 | 100.2% | 274.8774 | 254.0425 | 0.093015 | 14.87% | 9.098% | 0.2325% | 0.2213% | 12564.2518 | 2522.5106 | 138021.9118 | 133270.6574 | 134522.468 | -976.9332 | 100.9% | 1251.8106 | 0.069185 | 15.71% | 9.899% | 1.076% | 1.023%
228 | 135450.8022 | 5250.0311 | 140700.8333 | 133444.6551 | 101.5% | 2006.1472 | 177.9102 | 0.054317 | 16.36% | 10.51% | 1.723% | 1.637% | 8795.797 | 3263.3024 | 138714.1046 | 131733.6935 | 134595.3215 | -855.4808 | 102.2% | 2861.6279 | 0.041041 | 17.12% | 11.24% | 2.49% | 2.365%
229 | 138513.8329 | 1723.632 | 140237.4649 | 139901.709 | 99.01% | -1387.8762 | 487.2875 | 0.14723 | 13.5% | 7.796% | -1.138% | -1.08% | 24636.0615 | 1000 | 139513.8329 | 138177.4906 | 137651.7236 | -862.1092 | 99.62% | -525.7669 | 0.11704 | 14.2% | 8.462% | -0.4367% | -0.4143%
230 | 130690.1865 | 3707.523 | 134397.7095 | 129903.422 | 100.6% | 786.7646 | 230.4788 | 0.079188 | 15.33% | 9.536% | 0.6938% | 0.6594% | 10994.2797 | 2887.8043 | 133577.9908 | 126339.9838 | 128908.4675 | -1781.7191 | 102% | 2568.4836 | 0.043596 | 16.96% | 11.09% | 2.33% | 2.213%
231 | 140742.6108 | 3585.799 | 144328.4098 | 141490.079 | 99.47% | -747.4682 | 383.8178 | 0.12432 | 14.03% | 8.301% | -0.6061% | -0.5752% | 19717.1266 | 2927.8904 | 143670.5012 | 140076.8592 | 140036.0009 | -706.6099 | 99.97% | -40.8583 | 0.10101 | 14.6% | 8.844% | -0.03395% | -0.03176%
232 | 137484.5042 | 4406.5546 | 141891.0588 | 138513.5611 | 99.26% | -1029.0569 | 431.7079 | 0.1349 | 13.78% | 8.067% | -0.8522% | -0.8089% | 21663.8993 | 2057.5185 | 139542.0227 | 140024.3903 | 139542.0227 | 2057.5185 | 99.66% | -482.3676 | 0.11526 | 14.24% | 8.501% | -0.3954% | -0.3751%
233 | 133120.6958 | 4616.9027 | 137737.5985 | 133994.1643 | 99.35% | -873.4686 | 411.3885 | 0.13041 | 13.89% | 8.166% | -0.7478% | -0.7097% | 19988.978 | 3325.119 | 136445.8147 | 132961.0749 | 132604.151 | -516.5447 | 99.73% | -356.9238 | 0.11152 | 14.33% | 8.584% | -0.3082% | -0.2923%
234 | 133521.9838 | 5696.7149 | 139218.6987 | 132933.1885 | 100.4% | 588.7953 | 240.0082 | 0.08478 | 15.14% | 9.358% | 0.5072% | 0.4822% | 11696.9238 | 4062.0494 | 137584.0332 | 130671.8452 | 132391.3121 | -1130.6717 | 101.3% | 1719.467 | 0.059259 | 16.14% | 10.31% | 1.508% | 1.433%
235 | 134751.175 | 3718.8004 | 138469.9754 | 135247.0335 | 99.63% | -495.8585 | 347.7509 | 0.11636 | 14.21% | 8.477% | -0.4208% | -0.3992% | 17103.8413 | 1000 | 135751.175 | 134517.6219 | 134386.4692 | -364.7058 | 99.9% | -131.1527 | 0.10336 | 14.52% | 8.77% | -0.1123% | -0.1062%
236 | 129566.2732 | 6435.4226 | 136001.6958 | 129596.0913 | 99.98% | -29.8181 | 271.075 | 0.10079 | 14.61% | 8.851% | -0.02689% | -0.02505% | 12819.5929 | 1641.3578 | 131207.631 | 130809.0291 | 130809.0291 | 1242.7559 | 100% | 0 | 0.1 | 14.63% | 8.876% | -0.0005144% | 0%
237 | 128939.1922 | 8768.6752 | 137707.8673 | 127803.5341 | 100.9% | 1135.6581 | 213.9117 | 0.070522 | 15.65% | 9.844% | 1.018% | 0.9675% | 10067.2828 | 5694.4618 | 134633.654 | 128595.2953 | 129730.9534 | 791.7612 | 100.9% | 1135.6581 | 0.070666 | 15.65% | 9.838% | 1.012% | 0.9615%
238 | 133202.9597 | 6798.5753 | 140001.535 | 131980.0786 | 100.9% | 1222.8811 | 211.6905 | 0.069521 | 15.69% | 9.885% | 1.062% | 1.009% | 10292.1959 | 3701.1986 | 136904.1583 | 133016.8813 | 134239.7624 | 1036.8027 | 100.9% | 1222.8811 | 0.069711 | 15.69% | 9.877% | 1.053% | 1.001%
239 | 130084.8677 | 5772.1046 | 135856.9724 | 129918.0289 | 100.1% | 166.8389 | 258.4251 | 0.095587 | 14.78% | 9.016% | 0.1467% | 0.1398% | 12270.2775 | 2403.8639 | 132488.7316 | 130440.2755 | 130607.1143 | 522.2466 | 100.1% | 166.8389 | 0.095605 | 14.78% | 9.015% | 0.1461% | 0.1393%
240 | 124812.9731 | 4415.7173 | 129228.6904 | 123156.8333 | 101.3% | 1656.1397 | 187.1976 | 0.058498 | 16.17% | 10.34% | 1.541% | 1.464% | 8528.1117 | 1583.866 | 126396.839 | 124153.651 | 125809.7907 | 996.8177 | 101.3% | 1656.1397 | 0.058783 | 16.16% | 10.33% | 1.529% | 1.452%
241 | 135130.6962 | 5237.6239 | 140368.3201 | 134518.5772 | 100.5% | 612.119 | 239.2983 | 0.084364 | 15.15% | 9.372% | 0.5211% | 0.4954% | 11802.8402 | 4080.6419 | 139211.3381 | 134067.8214 | 134905.3183 | -225.3779 | 100.6% | 837.4969 | 0.078535 | 15.35% | 9.556% | 0.7156% | 0.6801%
242 | 131097.5495 | 6194.9618 | 137292.5113 | 128003.7316 | 102.4% | 3093.8179 | 124.4066 | 0.036554 | 17.4% | 11.51% | 2.77% | 2.632% | 5952.9323 | 5003.8687 | 136101.4182 | 126575.3498 | 130383.3586 | -714.1909 | 103% | 3808.0088 | 0.028612 | 18.08% | 12.15% | 3.448% | 3.276%
243 | 136178.6027 | 5119.4963 | 141298.0991 | 135669.8851 | 100.4% | 508.7176 | 243.9876 | 0.087115 | 15.06% | 9.284% | 0.4293% | 0.4083% | 12127.4478 | 1853.3481 | 138031.9508 | 135213.0151 | 135950.1677 | -228.435 | 100.5% | 737.1526 | 0.081266 | 15.26% | 9.47% | 0.6244% | 0.5936%
244 | 117417.5389 | 5068.383 | 122485.9219 | 115325.4791 | 101.8% | 2092.0598 | 159.7163 | 0.04761 | 16.71% | 10.85% | 2.079% | 1.975% | 6845.0237 | 3672.4687 | 121090.0076 | 115448.4853 | 117540.5451 | 123.0062 | 101.8% | 2092.0598 | 0.047646 | 16.71% | 10.85% | 2.077% | 1.973%
245 | 129094.4611 | 3652.1099 | 132746.571 | 129241.1879 | 99.89% | -146.7268 | 291.2749 | 0.10392 | 14.5% | 8.753% | -0.1307% | -0.1236% | 13724.719 | 1000 | 130094.4611 | 128518.621 | 128733.1776 | -361.2835 | 100.2% | 214.5566 | 0.094263 | 14.82% | 9.058% | 0.1909% | 0.1818%
246 | 133225.9682 | 5618.7066 | 138844.6748 | 133610.8235 | 99.71% | -384.8552 | 330.2104 | 0.11248 | 14.3% | 8.563% | -0.3307% | -0.3136% | 16057.301 | 1000 | 134225.9682 | 138552.134 | 134225.9682 | 1000 | 96.88% | -4326.1658 | 0.32457 | 11.05% | 5.477% | -3.58% | -3.4%
247 | 133925.3794 | 5691.9762 | 139617.3556 | 134382.8823 | 99.66% | -457.5029 | 341.9041 | 0.11507 | 14.24% | 8.506% | -0.3908% | -0.3707% | 16713.2155 | 1000 | 134925.3794 | 134496.5887 | 134496.5887 | 571.2093 | 100% | 0 | 0.1 | 14.63% | 8.876% | -0.0005144% | 0%
248 | 128790.3109 | 5462.0117 | 134252.3226 | 128222.381 | 100.4% | 567.9299 | 240.0082 | 0.08478 | 15.14% | 9.358% | 0.5072% | 0.4822% | 11282.4151 | 1006.3627 | 129796.6736 | 127294.2553 | 128326.2481 | -464.0628 | 100.8% | 1031.9928 | 0.072575 | 15.56% | 9.759% | 0.9288% | 0.8827%
249 | 134627.4402 | 2294.7859 | 136922.2261 | 136431.0625 | 98.68% | -1803.6223 | 489.0605 | 0.16879 | 13.12% | 7.437% | -1.516% | -1.439% | 24031.9499 | 1000 | 135627.4402 | 133903.7082 | 133363.763 | -1263.6772 | 99.6% | -539.9452 | 0.11816 | 14.17% | 8.437% | -0.4628% | -0.439%
250 | 134330.8547 | 4643.5555 | 138974.4102 | 134444.6267 | 99.92% | -113.772 | 284.8304 | 0.10292 | 14.54% | 8.784% | -0.09752% | -0.09214% | 13965.452 | 5173.4774 | 139504.3321 | 135638.6327 | 135638.6327 | 1307.778 | 100% | 0 | 0.1 | 14.63% | 8.876% | -0.0005144% | 0%
251 | 136351.8316 | 6861.4579 | 143213.2896 | 135631.816 | 100.5% | 720.0157 | 234.8586 | 0.081758 | 15.24% | 9.454% | 0.608% | 0.578% | 11688.5405 | 3687.4157 | 140039.2473 | 135031.5611 | 136051.7042 | -300.1275 | 100.8% | 1020.1431 | 0.07404 | 15.5% | 9.699% | 0.8655% | 0.8225%
252 | 134482.2343 | 6413.2349 | 140895.4692 | 133247.6087 | 100.9% | 1234.6256 | 211.6905 | 0.069521 | 15.69% | 9.885% | 1.062% | 1.009% | 10391.0417 | 4134.274 | 138616.5083 | 132855.4193 | 134286.1396 | -196.0947 | 101.1% | 1430.7203 | 0.065558 | 15.87% | 10.05% | 1.234% | 1.172%
253 | 134786.2093 | 4658.0064 | 139444.2157 | 134668.4509 | 100.1% | 117.7583 | 260.8256 | 0.096995 | 14.73% | 8.971% | 0.09972% | 0.0952% | 12831.8286 | 5094.9916 | 139881.2009 | 133781.4993 | 134342.7334 | -443.4758 | 100.4% | 561.2342 | 0.085585 | 15.11% | 9.333% | 0.4804% | 0.4568%
254 | 133007.0834 | 6082.7869 | 139089.8703 | 131021.9403 | 101.5% | 1985.1431 | 177.2172 | 0.054007 | 16.37% | 10.53% | 1.736% | 1.65% | 8603.4664 | 1000 | 134007.0834 | 131235.4173 | 133220.5604 | 213.477 | 101.5% | 1985.1431 | 0.054072 | 16.37% | 10.52% | 1.733% | 1.647%
255 | 138936.5248 | 5533.9247 | 144470.4495 | 137654.7517 | 100.9% | 1281.7731 | 211.4215 | 0.0694 | 15.7% | 9.89% | 1.067% | 1.014% | 10721.5733 | 1372.0885 | 140308.6133 | 136145.5075 | 138181.9027 | -754.6221 | 101.5% | 2036.3952 | 0.054518 | 16.35% | 10.5% | 1.714% | 1.629%
256 | 125632.9635 | 4869.4947 | 130502.4582 | 123571.1758 | 101.7% | 2061.7877 | 168.2393 | 0.050279 | 16.55% | 10.69% | 1.912% | 1.817% | 7714.7869 | 2961.8534 | 128594.8169 | 124753.3194 | 126815.1071 | 1182.1436 | 101.7% | 2061.7877 | 0.050569 | 16.53% | 10.68% | 1.894% | 1.799%
257 | 133443.0862 | 4427.0728 | 137870.159 | 133467.5727 | 99.98% | -24.4865 | 270.0391 | 0.10063 | 14.61% | 8.856% | -0.02155% | -0.01997% | 13152.719 | 1000 | 134443.0862 | 134651.7228 | 134443.0862 | 1000 | 99.85% | -208.6366 | 0.10592 | 14.46% | 8.707% | -0.1781% | -0.1687%
258 | 140645.3016 | 3989.9376 | 144635.2393 | 140590.3066 | 100% | 54.995 | 263.6546 | 0.098656 | 14.68% | 8.919% | 0.04433% | 0.04259% | 13534.8517 | 3090.9199 | 143736.2216 | 136921.5347 | 138810.9157 | -1834.3859 | 101.4% | 1889.381 | 0.057571 | 16.21% | 10.38% | 1.581% | 1.502%
259 | 137358.427 | 4402.5137 | 141760.9407 | 135469.1032 | 101.4% | 1889.3238 | 184.2757 | 0.057182 | 16.23% | 10.39% | 1.598% | 1.518% | 9238.8129 | 3110.0597 | 140468.4867 | 137350.7932 | 139240.1169 | 1881.69 | 101.4% | 1889.3238 | 0.057686 | 16.21% | 10.37% | 1.576% | 1.498%
260 | 132666.4216 | 6936.8064 | 139603.2279 | 131687.6277 | 100.7% | 978.7939 | 222.4201 | 0.07446 | 15.48% | 9.685% | 0.8515% | 0.8092% | 10770.3031 | 5700.0652 | 138366.4868 | 131097.7631 | 132371.4892 | -294.9323 | 101% | 1273.7262 | 0.068334 | 15.75% | 9.934% | 1.113% | 1.058%
261 | 120759.7941 | 9037.0816 | 129796.8757 | 120530.7785 | 100.2% | 229.0155 | 254.8194 | 0.093471 | 14.85% | 9.083% | 0.2173% | 0.2069% | 11231.7587 | 6667.6377 | 127427.4318 | 120867.0106 | 121096.0262 | 336.2321 | 100.2% | 229.0155 | 0.093489 | 14.85% | 9.082% | 0.2167% | 0.2063%
262 | 126862.2518 | 8094.8324 | 134957.0842 | 124885.196 | 101.6% | 1977.0558 | 173.2429 | 0.052215 | 16.45% | 10.6% | 1.814% | 1.724% | 8021.9665 | 2217.9169 | 129080.1687 | 128400.7435 | 129080.1687 | 2217.9169 | 100.5% | 679.4253 | 0.081817 | 15.24% | 9.452% | 0.6061% | 0.5761%
263 | 134322.7837 | 4705.0289 | 139027.8126 | 133605.6702 | 100.5% | 717.1135 | 234.51 | 0.081556 | 15.25% | 9.461% | 0.6148% | 0.5844% | 11497.5117 | 3820.9895 | 138143.7732 | 134553.6901 | 135270.8036 | 948.0199 | 100.5% | 717.1135 | 0.081686 | 15.24% | 9.456% | 0.6104% | 0.5803%
264 | 139013.6124 | 3159.4003 | 142173.0127 | 140553.1739 | 98.9% | -1539.5614 | 489.0605 | 0.15398 | 13.38% | 7.684% | -1.256% | -1.193% | 24814.9126 | 1647.5176 | 140661.13 | 138795.9075 | 138134.9792 | -878.6332 | 99.52% | -660.9282 | 0.12176 | 14.09% | 8.358% | -0.5464% | -0.5185%
265 | 130766.4656 | 6703.9003 | 137470.3659 | 129904.3439 | 100.7% | 862.1217 | 227.0794 | 0.077195 | 15.39% | 9.599% | 0.7603% | 0.7226% | 10838.4471 | 3281.6924 | 134048.158 | 132023.7197 | 132885.8415 | 2119.3758 | 100.7% | 862.1217 | 0.077561 | 15.38% | 9.587% | 0.748% | 0.711%
266 | 122561.7706 | 6579.2847 | 129141.0553 | 121251.7884 | 101.1% | 1309.9822 | 202.6762 | 0.065466 | 15.87% | 10.05% | 1.238% | 1.176% | 9066.73 | 3001.3532 | 125563.1238 | 120710.2973 | 122291.0251 | -270.7455 | 101.3% | 1580.7278 | 0.059426 | 16.13% | 10.3% | 1.501% | 1.426%
267 | 129309.6939 | 6885.2669 | 136194.9608 | 128975.2084 | 100.3% | 334.4855 | 250.7555 | 0.091088 | 14.93% | 9.159% | 0.2968% | 0.2824% | 11835.1698 | 1869.1747 | 131178.8685 | 127288.3307 | 128466.255 | -843.4389 | 100.9% | 1177.9243 | 0.069552 | 15.69% | 9.884% | 1.06% | 1.008%
268 | 130789.5682 | 4478.2029 | 135267.771 | 129054.1252 | 101.3% | 1735.443 | 187.1976 | 0.058498 | 16.17% | 10.34% | 1.541% | 1.464% | 8936.4753 | 2412.6828 | 133202.251 | 129409.9285 | 131145.3715 | 355.8033 | 101.3% | 1735.443 | 0.058596 | 16.17% | 10.34% | 1.537% | 1.46%
269 | 130487.6147 | 5057.6595 | 135545.2742 | 129519.5932 | 100.7% | 968.0215 | 222.1786 | 0.074318 | 15.49% | 9.69% | 0.8562% | 0.8137% | 10581.9169 | 3091.1495 | 133578.7643 | 131155.9008 | 132123.9223 | 1636.3076 | 100.7% | 968.0215 | 0.074638 | 15.48% | 9.68% | 0.8456% | 0.8036%
270 | 121876.9065 | 6296.3331 | 128173.2397 | 119000.6899 | 102.4% | 2876.2166 | 124.4066 | 0.036554 | 17.4% | 11.51% | 2.77% | 2.632% | 5534.2375 | 1000 | 122876.9065 | 120049.8561 | 122876.9065 | 1000 | 102.4% | 2827.0504 | 0.037693 | 17.33% | 11.44% | 2.699% | 2.564%
271 | 138195.7278 | 4125.2456 | 142320.9734 | 138441.2441 | 99.82% | -245.5163 | 305.5084 | 0.10703 | 14.43% | 8.683% | -0.2038% | -0.1931% | 15410.284 | 2114.7203 | 140310.4481 | 140829.6858 | 140310.4481 | 2114.7203 | 99.63% | -519.2377 | 0.11646 | 14.21% | 8.475% | -0.4232% | -0.4014%
272 | 124835.7054 | 5388.5916 | 130224.297 | 122335.2526 | 102% | 2500.4528 | 146.2543 | 0.043395 | 16.98% | 11.1% | 2.343% | 2.225% | 6664.0819 | 4399.9233 | 129235.6287 | 122028.6974 | 124682.4278 | -153.2776 | 102.2% | 2653.7304 | 0.040997 | 17.13% | 11.24% | 2.492% | 2.368%
273 | 136597.8287 | 3480.1995 | 140078.0282 | 136983.1705 | 99.72% | -385.3418 | 328.7064 | 0.11215 | 14.31% | 8.57% | -0.323% | -0.3063% | 16388.7121 | 1000 | 137597.8287 | 140511.8921 | 137597.8287 | 1000 | 97.93% | -2914.0634 | 0.22254 | 12.26% | 6.618% | -2.378% | -2.258%
274 | 131043.2605 | 5227.4482 | 136270.7087 | 131421.8105 | 99.71% | -378.55 | 330.2104 | 0.11248 | 14.3% | 8.563% | -0.3307% | -0.3136% | 15794.2262 | 2740.6573 | 133783.9178 | 131141.9677 | 130903.3391 | -139.9214 | 99.82% | -238.6286 | 0.10726 | 14.42% | 8.678% | -0.2091% | -0.1981%
275 | 131785.817 | 3786.9488 | 135572.7658 | 134259.7456 | 98.16% | -2473.9286 | 489.0605 | 0.2028 | 12.52% | 6.87% | -2.113% | -2.006% | 23524.7 | 1693.3053 | 133479.1223 | 135367.1841 | 133479.1223 | 1693.3053 | 98.61% | -1888.0618 | 0.17354 | 13.03% | 7.358% | -1.599% | -1.519%
276 | 134287.5914 | 3064.7961 | 137352.3874 | 134891.9585 | 99.55% | -604.3672 | 365.9089 | 0.12037 | 14.12% | 8.388% | -0.5141% | -0.4878% | 17935.0123 | 1000 | 135287.5914 | 133827.8742 | 133755.5492 | -532.0422 | 99.95% | -72.325 | 0.10187 | 14.57% | 8.817% | -0.06247% | -0.05884%
277 | 139349.7388 | 4004.3028 | 143354.0417 | 139135.9673 | 100.2% | 213.7716 | 256.9482 | 0.094721 | 14.81% | 9.043% | 0.1756% | 0.1673% | 13069.0652 | 1885.9522 | 141235.6911 | 139699.6469 | 139913.4184 | 563.6796 | 100.2% | 213.7716 | 0.094742 | 14.81% | 9.043% | 0.1749% | 0.1666%
278 | 135145.3416 | 5561.0475 | 140706.3891 | 135217.7713 | 99.95% | -72.4296 | 277.8979 | 0.10185 | 14.57% | 8.818% | -0.06192% | -0.05832% | 13708.1615 | 4324.2238 | 139469.5654 | 135250.6672 | 135250.6672 | 105.3256 | 100% | 0 | 0.1 | 14.63% | 8.876% | -0.0005144% | 0%
279 | 129287.0126 | 8126.6122 | 137413.6249 | 128189.7624 | 100.9% | 1097.2502 | 215.8212 | 0.071382 | 15.61% | 9.808% | 0.9807% | 0.9319% | 10184.5496 | 7386.4301 | 136673.4428 | 126722.2515 | 128553.2572 | -733.7555 | 101.4% | 1831.0057 | 0.055858 | 16.29% | 10.45% | 1.656% | 1.573%
280 | 124457.6911 | 5657.1678 | 130114.8589 | 123329.425 | 100.9% | 1128.2661 | 212.3731 | 0.06983 | 15.68% | 9.872% | 1.048% | 0.996% | 9647.4861 | 3306.0588 | 127763.7499 | 116554.3338 | 121070.1455 | -3387.5456 | 103.9% | 4515.8117 | 0.019415 | 19.07% | 13.09% | 4.441% | 4.218%
281 | 135911.6071 | 3733.8354 | 139645.4424 | 136027.8146 | 99.91% | -116.2075 | 285.0097 | 0.10295 | 14.53% | 8.783% | -0.09844% | -0.09301% | 14138.686 | 1481.1361 | 137392.7431 | 130611.923 | 133203.6613 | -2707.9458 | 102% | 2591.7383 | 0.044488 | 16.91% | 11.04% | 2.274% | 2.16%
282 | 140430.0314 | 2887.7599 | 143317.7913 | 139414.0231 | 100.7% | 1016.0083 | 223.2646 | 0.074958 | 15.47% | 9.67% | 0.8349% | 0.7935% | 11443.8634 | 1099.0461 | 141529.0775 | 139994.5407 | 141010.549 | 580.5176 | 100.7% | 1016.0083 | 0.075062 | 15.46% | 9.666% | 0.8314% | 0.7902%
283 | 131610.6869 | 5101.1894 | 136711.8763 | 131014.7367 | 100.5% | 595.9502 | 239.3084 | 0.08437 | 15.15% | 9.371% | 0.5209% | 0.4952% | 11495.8716 | 3502.7668 | 135113.4538 | 133068.0583 | 133664.0085 | 2053.3216 | 100.4% | 595.9502 | 0.084611 | 15.15% | 9.364% | 0.5129% | 0.4876%
284 | 133618.3551 | 5179.006 | 138797.3611 | 131753.1193 | 101.4% | 1865.2358 | 183.0429 | 0.056628 | 16.26% | 10.42% | 1.622% | 1.541% | 8927.1285 | 1197.483 | 134815.8382 | 129449.4486 | 132466.5198 | -1151.8353 | 102.3% | 3017.0712 | 0.038137 | 17.3% | 11.41% | 2.671% | 2.538%
285 | 132192.7838 | 3946.0532 | 136138.8371 | 132471.1473 | 99.79% | -278.3635 | 312.8294 | 0.10864 | 14.39% | 8.647% | -0.2414% | -0.2288% | 15094.1316 | 1000 | 133192.7838 | 134180.6808 | 133192.7838 | 1000 | 99.26% | -987.897 | 0.13457 | 13.79% | 8.075% | -0.8445% | -0.8016%
286 | 128809.8303 | 6010.1178 | 134819.9481 | 126115.6318 | 102.1% | 2694.1985 | 140.8414 | 0.041701 | 17.08% | 11.2% | 2.448% | 2.326% | 6621.7434 | 4781.3825 | 133591.2128 | 128345.2988 | 131039.4973 | 2229.667 | 102.1% | 2694.1985 | 0.042382 | 17.04% | 11.16% | 2.406% | 2.286%
287 | 135675.1429 | 2908.0368 | 138583.1797 | 136675.8235 | 99.27% | -1000.6806 | 429.2975 | 0.13437 | 13.79% | 8.079% | -0.8398% | -0.7971% | 21259.4236 | 2184.4133 | 137859.5562 | 134281.7941 | 134478.1282 | -1197.0147 | 100.1% | 196.3341 | 0.094976 | 14.8% | 9.035% | 0.1671% | 0.1592%
288 | 133525.2654 | 6069.3302 | 139594.5956 | 133703.3586 | 99.87% | -178.0933 | 295.6674 | 0.10485 | 14.48% | 8.731% | -0.1532% | -0.145% | 14409.8613 | 3115.6698 | 136640.9352 | 132174.8521 | 132761.0121 | -764.2533 | 100.4% | 586.16 | 0.084761 | 15.14% | 9.359% | 0.5079% | 0.4828%
289 | 134138.8667 | 3854.5651 | 137993.4318 | 137130.5249 | 97.82% | -2991.6582 | 489.0605 | 0.23193 | 12.13% | 6.501% | -2.501% | -2.375% | 23944.736 | 2675.936 | 136814.8027 | 137139.4574 | 136814.8027 | 2675.936 | 99.76% | -324.6547 | 0.10995 | 14.36% | 8.618% | -0.2719% | -0.2577%
290 | 128914.8279 | 3580.9674 | 132495.7953 | 129167.3015 | 99.8% | -252.4736 | 309.5524 | 0.10792 | 14.41% | 8.663% | -0.2246% | -0.2128% | 14565.6498 | 3091.5644 | 132006.3923 | 131086.7506 | 131086.7506 | 2171.9227 | 100% | 0 | 0.1 | 14.63% | 8.876% | -0.0005144% | 0%
291 | 139366.6436 | 4004.7886 | 143371.4322 | 139337.4672 | 100% | 29.1764 | 264.7191 | 0.09928 | 14.66% | 8.899% | 0.02349% | 0.0228% | 13465.9502 | 1867.0786 | 141233.7223 | 142646.2 | 141233.7223 | 1867.0786 | 99.01% | -1412.4777 | 0.14711 | 13.5% | 7.798% | -1.136% | -1.078%
292 | 135288.151 | 4729.3985 | 140017.5495 | 135402.7337 | 99.92% | -114.5828 | 284.8304 | 0.10292 | 14.54% | 8.784% | -0.09752% | -0.09214% | 14064.9754 | 4688.1403 | 139976.2913 | 136783.4172 | 136783.4172 | 1495.2662 | 100% | 0 | 0.1 | 14.63% | 8.876% | -0.0005144% | 0%
293 | 138886.3772 | 3280.8439 | 142167.221 | 139375.9339 | 99.65% | -489.5567 | 344.3145 | 0.1156 | 14.23% | 8.494% | -0.4032% | -0.3824% | 17454.5168 | 1000 | 139886.3772 | 143275.9296 | 139886.3772 | 1000 | 97.63% | -3389.5525 | 0.24796 | 11.92% | 6.3% | -2.712% | -2.576%
294 | 135810.6121 | 2188.1646 | 137998.7767 | 136546.3323 | 99.46% | -735.7202 | 386.1586 | 0.12484 | 14.02% | 8.29% | -0.6182% | -0.5866% | 19142.217 | 2219.246 | 138029.8581 | 137898.0248 | 137898.0248 | 2087.4127 | 100% | 0 | 0.1 | 14.63% | 8.876% | -0.0005144% | 0%
295 | 127807.8282 | 4669.9519 | 132477.7801 | 127696.1667 | 100.1% | 111.6615 | 260.8256 | 0.096995 | 14.73% | 8.971% | 0.09972% | 0.0952% | 12167.4774 | 1619.1346 | 129426.9628 | 127765.2181 | 127876.8797 | 69.0515 | 100.1% | 111.6615 | 0.096997 | 14.73% | 8.971% | 0.09967% | 0.09515%
296 | 134935.4426 | 857.7432 | 135793.1858 | 134736.5211 | 100.1% | 198.9215 | 257.2996 | 0.094927 | 14.8% | 9.037% | 0.1687% | 0.1607% | 12672.3745 | 2886.0506 | 137821.4932 | 135012.8772 | 135211.7986 | 276.3561 | 100.1% | 198.9215 | 0.094937 | 14.8% | 9.037% | 0.1684% | 0.1604%
297 | 141485.9977 | 529.4449 | 142015.4426 | 142905.867 | 99.01% | -1419.8693 | 487.6262 | 0.14733 | 13.49% | 7.794% | -1.139% | -1.082% | 25182.1796 | 1292.3662 | 142778.3638 | 142266.4674 | 141166.2979 | -319.6998 | 99.23% | -1100.1695 | 0.1364 | 13.75% | 8.034% | -0.887% | -0.842%
298 | 128774.6582 | 5953.262 | 134727.9202 | 126374.144 | 101.9% | 2400.5142 | 154.7065 | 0.046043 | 16.81% | 10.94% | 2.177% | 2.068% | 7271.6291 | 1000 | 129774.6582 | 127114.8125 | 129515.3267 | 740.6686 | 101.9% | 2400.5142 | 0.046246 | 16.8% | 10.93% | 2.164% | 2.056%
299 | 138974.1462 | 5130.9993 | 144105.1455 | 138999.6477 | 99.98% | -25.5015 | 270.0391 | 0.10063 | 14.61% | 8.856% | -0.02155% | -0.01997% | 13697.8839 | 2316.1927 | 141290.3389 | 136340.9169 | 137644.7808 | -1329.3654 | 101% | 1303.8639 | 0.068737 | 15.73% | 9.917% | 1.096% | 1.041%
300 | 132164.5713 | 5086.1715 | 137250.7428 | 129994.1868 | 101.7% | 2170.3845 | 168.1731 | 0.050259 | 16.55% | 10.69% | 1.913% | 1.818% | 8112.6796 | 4053.5869 | 136218.1582 | 135000.4377 | 136218.1582 | 4053.5869 | 100.9% | 1217.7205 | 0.070168 | 15.67% | 9.858% | 1.033% | 0.9821%
301 | 133143.9772 | 4267.4352 | 137411.4124 | 132088.9885 | 100.8% | 1054.9888 | 219.1744 | 0.072892 | 15.55% | 9.746% | 0.9151% | 0.8696% | 10651.3396 | 1650.7435 | 134794.7207 | 133711.3503 | 134766.3391 | 1622.3619 | 100.8% | 1054.9888 | 0.073147 | 15.54% | 9.735% | 0.9039% | 0.859%
302 | 127047.8442 | 6886.854 | 133934.6982 | 125730.8824 | 101% | 1316.9618 | 204.6086 | 0.066335 | 15.83% | 10.02% | 1.2% | 1.14% | 9488.2027 | 4101.8271 | 131149.6713 | 127492.4635 | 128809.4253 | 1761.5811 | 101% | 1316.9618 | 0.066716 | 15.82% | 10% | 1.184% | 1.125%
303 | 131982.8567 | 4577.4401 | 136560.2968 | 132724.9583 | 99.44% | -742.1017 | 390.6906 | 0.12584 | 13.99% | 8.267% | -0.6415% | -0.6088% | 18821.0277 | 4485.0468 | 136467.9035 | 131228.0034 | 131234.3792 | -748.4775 | 100% | 6.3758 | 0.099833 | 14.64% | 8.881% | 0.005055% | 0.00529%
304 | 133875.5264 | 3620.1408 | 137495.6671 | 134478.039 | 99.55% | -602.5126 | 365.9089 | 0.12037 | 14.12% | 8.388% | -0.5141% | -0.4878% | 17879.9783 | 1968.7242 | 135844.2505 | 133923.4968 | 133598.2552 | -277.2711 | 99.76% | -325.2415 | 0.11026 | 14.35% | 8.612% | -0.2789% | -0.2644%
305 | 127593.4458 | 9990.7498 | 137584.1956 | 125323.8883 | 101.8% | 2269.5575 | 159.8959 | 0.047667 | 16.71% | 10.85% | 2.075% | 1.972% | 7446.6081 | 5076.9562 | 132670.402 | 125877.4686 | 128147.026 | 553.5803 | 101.8% | 2269.5575 | 0.047813 | 16.7% | 10.84% | 2.066% | 1.963%
306 | 139409.3461 | 3168.3942 | 142577.7404 | 143646.6895 | 97.05% | -4237.3434 | 489.0605 | 0.30479 | 11.25% | 5.665% | -3.382% | -3.212% | 24885.5539 | 2763.3883 | 142172.7345 | 144370.5621 | 142172.7345 | 2763.3883 | 98.48% | -2197.8276 | 0.18188 | 12.89% | 7.219% | -1.746% | -1.657%
307 | 135167.4828 | 1788.0127 | 136955.4954 | 136368.3676 | 99.12% | -1200.8848 | 462.4261 | 0.14169 | 13.62% | 7.917% | -1.01% | -0.9588% | 22814.3144 | 1000 | 136167.4828 | 131295.1456 | 132630.8718 | -2536.611 | 101% | 1335.7262 | 0.067128 | 15.8% | 9.984% | 1.166% | 1.108%
308 | 129946.8513 | 2887.7078 | 132834.5591 | 130258.6957 | 99.76% | -311.8444 | 319.3635 | 0.11009 | 14.36% | 8.616% | -0.2749% | -0.2607% | 15147.6006 | 1000 | 130946.8513 | 133265.0106 | 130946.8513 | 1000 | 98.26% | -2318.1593 | 0.19606 | 12.64% | 6.982% | -1.995% | -1.894%
309 | 137325.3679 | 6676.5457 | 144001.9136 | 137067.6987 | 100.2% | 257.6692 | 254.939 | 0.09354 | 14.85% | 9.081% | 0.215% | 0.2047% | 12778.4987 | 1000 | 138325.3679 | 136992.7689 | 137287.9031 | -37.4649 | 100.2% | 295.1341 | 0.092597 | 14.88% | 9.111% | 0.2464% | 0.2346%
310 | 139509.9986 | 6569.6391 | 146079.6376 | 137427.7989 | 101.5% | 2082.1997 | 177.2172 | 0.054007 | 16.37% | 10.53% | 1.736% | 1.65% | 9024.1028 | 1953.1192 | 141463.1177 | 137622.2273 | 139704.427 | 194.4285 | 101.5% | 2082.1997 | 0.054063 | 16.37% | 10.52% | 1.734% | 1.647%
311 | 138496.8455 | 4780.874 | 143277.7195 | 138215.8874 | 100.2% | 280.9581 | 254.0425 | 0.093015 | 14.87% | 9.098% | 0.2325% | 0.2213% | 12842.1914 | 5785.1834 | 144282.0289 | 138294.5303 | 138575.4884 | 78.6429 | 100.2% | 280.9581 | 0.093019 | 14.87% | 9.097% | 0.2324% | 0.2212%
312 | 130658.8444 | 5064.2963 | 135723.1407 | 129456.4488 | 100.9% | 1202.3956 | 211.5554 | 0.069462 | 15.7% | 9.887% | 1.064% | 1.011% | 10089.1789 | 1870.676 | 132529.5204 | 125096.8551 | 128479.0476 | -2179.7968 | 102.7% | 3382.1925 | 0.032455 | 17.73% | 11.82% | 3.099% | 2.944%
313 | 130591.982 | 4909.473 | 135501.455 | 129955.5165 | 100.5% | 636.4655 | 237.2656 | 0.083171 | 15.19% | 9.409% | 0.5609% | 0.5332% | 11309.5196 | 2040.2863 | 132632.2684 | 130823.3129 | 131459.7784 | 867.7964 | 100.5% | 636.4655 | 0.083283 | 15.19% | 9.406% | 0.5572% | 0.5297%
314 | 124986.1113 | 5115.0845 | 130101.1957 | 122933.6103 | 101.7% | 2052.501 | 168.1731 | 0.050259 | 16.55% | 10.69% | 1.913% | 1.818% | 7672.043 | 2742.3119 | 127728.4232 | 123448.8549 | 125501.3559 | 515.2446 | 101.7% | 2052.501 | 0.050387 | 16.54% | 10.69% | 1.905% | 1.81%
315 | 136367.9001 | 3577.7304 | 139945.6305 | 136522.8938 | 99.89% | -154.9937 | 291.2749 | 0.10392 | 14.5% | 8.753% | -0.1307% | -0.1236% | 14497.997 | 1126.9537 | 137494.8538 | 135873.0103 | 136042.9583 | -324.9418 | 100.1% | 169.948 | 0.095702 | 14.78% | 9.012% | 0.1429% | 0.1362%
316 | 131208.0164 | 7076.9206 | 138284.937 | 129847.9308 | 101% | 1360.0856 | 204.6086 | 0.066335 | 15.83% | 10.02% | 1.2% | 1.14% | 9798.8932 | 5195.1291 | 136403.1455 | 129460.6061 | 131014.3541 | -193.6623 | 101.2% | 1553.748 | 0.062309 | 16.01% | 10.18% | 1.375% | 1.307%
317 | 138017.6282 | 3966.0238 | 141983.652 | 141288.7335 | 97.68% | -3271.1053 | 489.0605 | 0.24356 | 11.98% | 6.355% | -2.654% | -2.521% | 24637.1224 | 1000 | 139017.6282 | 144098.2847 | 139017.6282 | 1000 | 96.47% | -5080.6565 | 0.3708 | 10.59% | 5.037% | -4.042% | -3.839%
318 | 129195.471 | 5699.1557 | 134894.6267 | 128625.7545 | 100.4% | 569.7166 | 240.0082 | 0.08478 | 15.14% | 9.358% | 0.5072% | 0.4822% | 11317.9084 | 6437.4278 | 135632.8989 | 128714.3294 | 129284.046 | 88.5749 | 100.4% | 569.7166 | 0.084791 | 15.14% | 9.358% | 0.5069% | 0.4819%
319 | 143056.9629 | 4110.8323 | 147167.7952 | 143025.6588 | 100% | 31.3041 | 264.6636 | 0.099248 | 14.66% | 8.9% | 0.02458% | 0.02383% | 13819.6203 | 3567.6054 | 146624.5683 | 147021.497 | 146624.5683 | 3567.6054 | 99.73% | -396.9287 | 0.11159 | 14.32% | 8.582% | -0.31% | -0.2939%
320 | 128391.5648 | 8797.5172 | 137189.082 | 128124.1121 | 100.2% | 267.4527 | 253.7238 | 0.092827 | 14.87% | 9.103% | 0.2388% | 0.2273% | 11890.2371 | 8118.9628 | 136510.5276 | 127631.0352 | 128145.0263 | -246.5385 | 100.4% | 513.9912 | 0.086162 | 15.09% | 9.315% | 0.4611% | 0.4385%
321 | 138495.501 | 5047.9306 | 143543.4316 | 138202.9284 | 100.2% | 292.5726 | 253.5445 | 0.092726 | 14.88% | 9.107% | 0.2422% | 0.2305% | 12816.8911 | 4198.4116 | 142693.9126 | 133902.5507 | 136345.3122 | -2150.1888 | 101.8% | 2442.7614 | 0.047423 | 16.72% | 10.86% | 2.091% | 1.986%
322 | 139922.4041 | 5015.5614 | 144937.9655 | 139143.1964 | 100.6% | 779.2077 | 233.1553 | 0.080757 | 15.27% | 9.486% | 0.6414% | 0.6097% | 11907.6345 | 1000 | 140922.4041 | 132212.3945 | 136457.0032 | -3465.4009 | 103.2% | 4244.6087 | 0.026066 | 18.31% | 12.37% | 3.68% | 3.495%
323 | 126862.6788 | 6985.8102 | 133848.489 | 126534.5231 | 100.3% | 328.1558 | 250.7555 | 0.091088 | 14.93% | 9.159% | 0.2968% | 0.2824% | 11611.2048 | 2737.3726 | 129600.0514 | 123179.9586 | 125185.3966 | -1677.2823 | 101.6% | 2005.438 | 0.05103 | 16.5% | 10.65% | 1.866% | 1.773%
324 | 133522.6771 | 3023.9634 | 136546.6404 | 132556.6433 | 100.7% | 966.0337 | 223.2646 | 0.074958 | 15.47% | 9.67% | 0.8349% | 0.7935% | 10880.9723 | 1848.6244 | 135371.3015 | 132505.433 | 133497.0719 | -25.6051 | 100.7% | 991.6389 | 0.074284 | 15.49% | 9.691% | 0.8574% | 0.8148%
325 | 136963.3581 | 2833.429 | 139796.7871 | 137355.3439 | 99.71% | -391.9858 | 329.6228 | 0.11235 | 14.31% | 8.565% | -0.3277% | -0.3107% | 16478.3781 | 1000 | 137963.3581 | 140733.0426 | 137963.3581 | 1000 | 98.03% | -2769.6844 | 0.21332 | 12.38% | 6.733% | -2.257% | -2.143%
326 | 132419.3178 | 2378.1265 | 134797.4442 | 132734.4727 | 99.76% | -315.1549 | 318.9152 | 0.10999 | 14.36% | 8.618% | -0.2727% | -0.2585% | 15414.1462 | 1228.4572 | 133647.775 | 129661.0055 | 130882.5842 | -1536.7336 | 100.9% | 1221.5787 | 0.069111 | 15.71% | 9.902% | 1.079% | 1.026%
327 | 128859.8586 | 4844.3556 | 133704.2142 | 128779.5744 | 100.1% | 80.2842 | 262.2946 | 0.097858 | 14.7% | 8.944% | 0.07095% | 0.06788% | 12336.724 | 2008.5628 | 130868.4214 | 126925.7962 | 127932.9695 | -926.8891 | 100.8% | 1007.1733 | 0.073028 | 15.54% | 9.74% | 0.9091% | 0.8639%
328 | 132942.5002 | 3771.4184 | 136713.9186 | 132113.2521 | 100.6% | 829.2481 | 229.1889 | 0.078432 | 15.35% | 9.56% | 0.719% | 0.6834% | 11121.1669 | 1000 | 133942.5002 | 130066.2176 | 131918.9829 | -1023.5173 | 101.4% | 1852.7654 | 0.056396 | 16.27% | 10.43% | 1.632% | 1.551%
329 | 134936.0966 | 4324.8749 | 139260.9715 | 134757.0048 | 100.1% | 179.0918 | 258.1628 | 0.095433 | 14.79% | 9.021% | 0.1518% | 0.1447% | 12714.9508 | 3260.8062 | 138196.9028 | 135624.7312 | 135803.823 | 867.7264 | 100.1% | 179.0918 | 0.095462 | 14.78% | 9.02% | 0.1509% | 0.1438%
330 | 136808.0944 | 4384.8748 | 141192.9692 | 141433.7164 | 96.73% | -4625.6221 | 489.0605 | 0.34154 | 10.88% | 5.315% | -3.75% | -3.561% | 24421.212 | 3529.6505 | 140337.7448 | 141714.6206 | 140337.7448 | 3529.6505 | 99.03% | -1376.8757 | 0.14617 | 13.52% | 7.818% | -1.114% | -1.058%
331 | 135391.1671 | 6073.8961 | 141465.0632 | 135853.6773 | 99.66% | -462.5102 | 341.9041 | 0.11507 | 14.24% | 8.506% | -0.3908% | -0.3707% | 16896.1384 | 2828.7299 | 138219.897 | 133831.0335 | 134379.8452 | -1011.3219 | 100.4% | 548.8117 | 0.085909 | 15.1% | 9.323% | 0.4696% | 0.4465%
332 | 131571.6133 | 4293.3886 | 135865.0018 | 131676.4648 | 99.92% | -104.8515 | 283.7148 | 0.10275 | 14.54% | 8.789% | -0.09179% | -0.0867% | 13625.0187 | 3569.6435 | 135141.2568 | 132712.0132 | 132712.0132 | 1140.4 | 100% | 0 | 0.1 | 14.63% | 8.876% | -0.0005144% | 0%
333 | 135214.9026 | 5382.7583 | 140597.6609 | 134493.0263 | 100.5% | 721.8763 | 234.51 | 0.081556 | 15.25% | 9.461% | 0.6148% | 0.5844% | 11573.8737 | 2611.2834 | 137826.1861 | 133904.9792 | 134920.8791 | -294.0235 | 100.8% | 1015.8999 | 0.073947 | 15.5% | 9.702% | 0.8692% | 0.826%
334 | 131380.1349 | 4505.2942 | 135885.4291 | 131632.4149 | 99.81% | -252.28 | 308.7057 | 0.10773 | 14.41% | 8.668% | -0.2202% | -0.2087% | 14803.5968 | 1000 | 132380.1349 | 129860.1547 | 130494.0048 | -886.1301 | 100.5% | 633.8501 | 0.083228 | 15.19% | 9.408% | 0.559% | 0.5314%
335 | 133895.9987 | 2195.0164 | 136091.0151 | 134973.6282 | 99.2% | -1077.6295 | 444.0789 | 0.13763 | 13.72% | 8.007% | -0.9157% | -0.8693% | 21703.0393 | 1000 | 134895.9987 | 136819.9568 | 134895.9987 | 1000 | 98.59% | -1923.9581 | 0.17429 | 13.02% | 7.345% | -1.612% | -1.531%
336 | 130765.3618 | 5308.4416 | 136073.8033 | 129776.0468 | 100.8% | 989.315 | 221.3024 | 0.07385 | 15.51% | 9.706% | 0.8734% | 0.83% | 10562.6189 | 1709.9856 | 132475.3473 | 132036.752 | 132475.3473 | 1709.9856 | 100.3% | 438.5954 | 0.088586 | 15.01% | 9.238% | 0.3803% | 0.3617%
337 | 130291.8689 | 7578.9365 | 137870.8055 | 129846.9452 | 100.3% | 444.9238 | 245.8849 | 0.088226 | 15.03% | 9.249% | 0.3923% | 0.3731% | 11693.4313 | 6008.9801 | 136300.849 | 128173.8912 | 129455.3419 | -836.527 | 101% | 1281.4508 | 0.067591 | 15.78% | 9.965% | 1.146% | 1.089%
338 | 132531.5421 | 5762.241 | 138293.7831 | 130613.3864 | 101.5% | 1918.1558 | 179.9468 | 0.055234 | 16.32% | 10.48% | 1.683% | 1.599% | 8704.7512 | 5892.5015 | 138424.0436 | 129967.8772 | 132208.7875 | -322.7546 | 101.7% | 2240.9104 | 0.049258 | 16.61% | 10.75% | 1.976% | 1.877%
339 | 133323.4265 | 2008.0931 | 135331.5196 | 133896.7094 | 99.57% | -573.2829 | 361.4764 | 0.11939 | 14.14% | 8.41% | -0.4913% | -0.4662% | 17590.5464 | 2854.6189 | 136178.0454 | 134812.5745 | 134812.5745 | 1489.148 | 100% | 0 | 0.1 | 14.63% | 8.876% | -0.0005144% | 0%
340 | 126197.0574 | 10943.7897 | 137140.8472 | 121783.5719 | 103.6% | 4413.4856 | 53.7269 | 0.02171 | 18.79% | 12.82% | 4.154% | 3.946% | 2474.7658 | 3423.1517 | 129620.2092 | 123155.1558 | 127568.6414 | 1371.5839 | 103.6% | 4413.4856 | 0.02208 | 18.74% | 12.78% | 4.108% | 3.902%
341 | 137955.4447 | 4306.6794 | 142262.1241 | 137980.7592 | 99.98% | -25.3145 | 270.0391 | 0.10063 | 14.61% | 8.856% | -0.02155% | -0.01997% | 13597.4763 | 3020.1423 | 140975.587 | 137583.4739 | 137756.802 | -198.6426 | 100.1% | 173.3281 | 0.095671 | 14.78% | 9.013% | 0.1439% | 0.1372%
342 | 133264.9383 | 3780.5656 | 137045.5039 | 132249.6582 | 100.8% | 1015.2801 | 220.9895 | 0.073709 | 15.51% | 9.712% | 0.8795% | 0.8358% | 10749.3053 | 1024.1032 | 134289.0415 | 129371.5111 | 131825.8648 | -1439.0736 | 101.9% | 2454.3537 | 0.046087 | 16.81% | 10.94% | 2.174% | 2.066%
343 | 132425.5672 | 4244.4092 | 136669.9764 | 131311.9276 | 100.8% | 1113.6396 | 216.2821 | 0.07159 | 15.61% | 9.8% | 0.9717% | 0.9234% | 10454.0659 | 1074.1699 | 133499.7371 | 133180.2496 | 133499.7371 | 1074.1699 | 100.2% | 319.4875 | 0.091757 | 14.91% | 9.137% | 0.2745% | 0.2612%
344 | 133289.4322 | 4272.0972 | 137561.5294 | 136885.7169 | 97.37% | -3596.2847 | 489.0605 | 0.27074 | 11.62% | 6.016% | -3.012% | -2.86% | 23793.106 | 2130.452 | 135419.8842 | 138897.6742 | 135419.8842 | 2130.452 | 97.5% | -3477.79 | 0.25999 | 11.76% | 6.15% | -2.871% | -2.726%
345 | 131795.4305 | 4641.6752 | 136437.1057 | 132379.2763 | 99.56% | -583.8458 | 364.3451 | 0.12002 | 14.13% | 8.396% | -0.5061% | -0.4802% | 17526.9404 | 3511.5477 | 135306.9782 | 131967.2988 | 131589.4418 | -205.9888 | 99.71% | -377.857 | 0.1124 | 14.3% | 8.564% | -0.3287% | -0.3117%
346 | 130717.8849 | 8123.9013 | 138841.7862 | 128960.712 | 101.4% | 1757.1729 | 186.1518 | 0.058028 | 16.19% | 10.36% | 1.561% | 1.484% | 8881.6776 | 6514.6872 | 137232.5721 | 130201.7049 | 131958.8777 | 1240.9928 | 101.3% | 1757.1729 | 0.058371 | 16.18% | 10.35% | 1.547% | 1.469%
347 | 129863.3454 | 5713.5074 | 135576.8528 | 128861.8603 | 100.8% | 1001.4851 | 220.4358 | 0.073459 | 15.52% | 9.722% | 0.8904% | 0.8462% | 10448.683 | 2254.6084 | 132117.9538 | 128470.8352 | 129667.8329 | -195.5125 | 100.9% | 1196.9977 | 0.069385 | 15.7% | 9.891% | 1.068% | 1.014%
348 | 133551.4746 | 7855.9691 | 141407.4437 | 133441.0099 | 100.1% | 110.4647 | 261.0977 | 0.097155 | 14.73% | 8.966% | 0.09438% | 0.09013% | 12727.5429 | 2518.3187 | 136069.7933 | 135837.1464 | 135947.6111 | 2396.1365 | 100.1% | 110.4647 | 0.097206 | 14.73% | 8.965% | 0.09271% | 0.08854%
349 | 131283.7633 | 6675.4456 | 137959.2089 | 130492.1581 | 100.6% | 791.6052 | 230.4216 | 0.079155 | 15.33% | 9.537% | 0.6949% | 0.6605% | 11041.4726 | 1970.3437 | 133254.107 | 126284.8289 | 129180.0987 | -2103.6646 | 102.3% | 2895.2698 | 0.038834 | 17.26% | 11.37% | 2.628% | 2.496%
350 | 128666.9857 | 8181.1378 | 136848.1235 | 127013.4537 | 101.3% | 1653.532 | 189.7098 | 0.059629 | 16.13% | 10.29% | 1.492% | 1.417% | 8909.426 | 6268.326 | 134935.3116 | 125717.2837 | 128018.9007 | -648.085 | 101.8% | 2301.617 | 0.047303 | 16.73% | 10.87% | 2.098% | 1.993%
351 | 128760.1488 | 6181.0274 | 134941.1762 | 128518.5509 | 100.2% | 241.598 | 254.939 | 0.09354 | 14.85% | 9.081% | 0.215% | 0.2047% | 11981.4818 | 3477.7826 | 132237.9314 | 132629.4278 | 132237.9314 | 3477.7826 | 99.7% | -391.4964 | 0.11283 | 14.29% | 8.555% | -0.3389% | -0.3214%
352 | 133126.5292 | 3918.4879 | 137045.0171 | 131761.3591 | 101% | 1365.1702 | 205.2759 | 0.066634 | 15.82% | 10% | 1.187% | 1.128% | 9974.5993 | 1000 | 134126.5292 | 129002.1151 | 131746.9073 | -1379.622 | 102.1% | 2744.7921 | 0.041859 | 17.07% | 11.19% | 2.439% | 2.317%
353 | 133863.3105 | 5188.5004 | 139051.8109 | 132804.3949 | 100.8% | 1058.9156 | 219.2532 | 0.072927 | 15.55% | 9.744% | 0.9135% | 0.8681% | 10712.7355 | 1163.3864 | 135026.6969 | 130219.4829 | 132570.8545 | -1292.456 | 101.8% | 2351.3716 | 0.047763 | 16.7% | 10.84% | 2.069% | 1.966%
354 | 135968.247 | 5778.4615 | 141746.7086 | 133433.6357 | 101.9% | 2534.6114 | 154.7065 | 0.046043 | 16.81% | 10.94% | 2.177% | 2.068% | 7677.8356 | 1321.977 | 137290.224 | 132215.2582 | 135359.0583 | -609.1887 | 102.4% | 3143.8001 | 0.037273 | 17.36% | 11.47% | 2.725% | 2.589%
355 | 141697.699 | 4109.7352 | 145807.4342 | 142189.0943 | 99.65% | -491.3954 | 343.0495 | 0.11532 | 14.24% | 8.5% | -0.3967% | -0.3763% | 17742.4046 | 1000 | 142697.699 | 144842.9398 | 142697.699 | 1000 | 98.52% | -2145.2408 | 0.17918 | 12.94% | 7.264% | -1.698% | -1.613%
356 | 133225.7756 | 4758.0634 | 137983.839 | 131480.7784 | 101.3% | 1744.9971 | 188.2264 | 0.058961 | 16.15% | 10.32% | 1.521% | 1.445% | 9152.9597 | 1344.3516 | 134570.1272 | 129299.6186 | 132135.1957 | -1090.5799 | 102.2% | 2835.577 | 0.040661 | 17.15% | 11.26% | 2.513% | 2.388%
357 | 131730.3845 | 4673.8684 | 136404.2528 | 129235.4047 | 101.9% | 2494.9798 | 152.8936 | 0.045474 | 16.85% | 10.98% | 2.213% | 2.102% | 7351.3698 | 1000 | 132730.3845 | 131980.5685 | 132730.3845 | 1000 | 100.6% | 749.8159 | 0.080478 | 15.28% | 9.495% | 0.6507% | 0.6186%
358 | 128873.7131 | 4689.6008 | 133563.3139 | 129767.9171 | 99.31% | -894.2041 | 419.6856 | 0.13225 | 13.84% | 8.126% | -0.7904% | -0.7502% | 19741.5509 | 1000 | 129873.7131 | 132240.4771 | 129873.7131 | 1000 | 98.21% | -2366.7641 | 0.19934 | 12.58% | 6.928% | -2.052% | -1.949%
359 | 136425.8846 | 3920.284 | 140346.1686 | 141286.7995 | 96.56% | -4860.915 | 489.0605 | 0.36102 | 10.69% | 5.13% | -3.944% | -3.746% | 24352.9849 | 2140.757 | 138566.6415 | 143481.1673 | 138566.6415 | 2140.757 | 96.57% | -4914.5257 | 0.35927 | 10.71% | 5.147% | -3.927% | -3.729%
360 | 134534.5174 | 3737.0699 | 138271.5873 | 134742.8996 | 99.85% | -208.3822 | 300.4485 | 0.10591 | 14.46% | 8.708% | -0.1778% | -0.1684% | 14753.5518 | 1000 | 135534.5174 | 132219.7015 | 133272.9183 | -1261.599 | 100.8% | 1053.2168 | 0.072948 | 15.55% | 9.743% | 0.9126% | 0.8673%
361 | 133382.354 | 7135.2743 | 140517.6282 | 131713.2499 | 101.3% | 1669.104 | 191.7396 | 0.060541 | 16.09% | 10.26% | 1.452% | 1.38% | 9334.7575 | 2284.2268 | 135666.5808 | 136356.2568 | 135666.5808 | 2284.2268 | 99.49% | -689.676 | 0.12321 | 14.05% | 8.326% | -0.5803% | -0.5507%
362 | 136154.8843 | 3094.4292 | 139249.3135 | 140089.3968 | 97.19% | -3934.5124 | 489.0605 | 0.2886 | 11.41% | 5.818% | -3.22% | -3.058% | 24304.6094 | 1000 | 137154.8843 | 144209.6755 | 137154.8843 | 1000 | 95.11% | -7054.7912 | 0.58964 | 9.025% | 3.55% | -5.608% | -5.326%
363 | 137950.8095 | 3831.3268 | 141782.1363 | 138069.7479 | 99.91% | -118.9385 | 285.1691 | 0.10297 | 14.53% | 8.782% | -0.09926% | -0.09379% | 14358.8457 | 3269.4155 | 141220.2249 | 137957.2697 | 137894.5704 | -56.2391 | 99.95% | -62.6994 | 0.10157 | 14.58% | 8.827% | -0.05261% | -0.04948%
364 | 131543.5106 | 4434.0509 | 135977.5615 | 130939.898 | 100.5% | 603.6126 | 238.9505 | 0.08416 | 15.16% | 9.378% | 0.5279% | 0.5019% | 11472.8198 | 5530.3422 | 137073.8528 | 130236.9759 | 131192.0495 | -351.461 | 100.7% | 955.0736 | 0.074801 | 15.47% | 9.675% | 0.8401% | 0.7984%
365 | 133802.6383 | 3025.5316 | 136828.1699 | 134022.4903 | 99.84% | -219.8519 | 302.5501 | 0.10637 | 14.44% | 8.698% | -0.1886% | -0.1786% | 14775.9323 | 3052.7511 | 136855.3894 | 134655.778 | 134655.778 | 853.1396 | 100% | 0 | 0.1 | 14.63% | 8.876% | -0.0005144% | 0%
366 | 137660.8457 | 5985.2542 | 143646.0999 | 135626.0075 | 101.5% | 2034.8382 | 178.0873 | 0.054397 | 16.35% | 10.51% | 1.719% | 1.634% | 8948.2112 | 2703.9454 | 140364.7911 | 136317.3258 | 138352.1641 | 691.3184 | 101.5% | 2034.8382 | 0.054597 | 16.34% | 10.5% | 1.711% | 1.625%
367 | 129468.2639 | 5156.6212 | 134624.8851 | 128273.8412 | 100.9% | 1194.4227 | 211.4215 | 0.0694 | 15.7% | 9.89% | 1.067% | 1.014% | 9990.9184 | 5457.9712 | 134926.2352 | 128212.8212 | 129437.7539 | -30.51 | 101% | 1224.9327 | 0.068761 | 15.73% | 9.916% | 1.095% | 1.04%
368 | 133489.4034 | 5649.6229 | 139139.0263 | 131001.0007 | 101.9% | 2488.4027 | 154.7065 | 0.046043 | 16.81% | 10.94% | 2.177% | 2.068% | 7537.8606 | 5412.8702 | 138902.2736 | 130898.9215 | 133438.3638 | -51.0396 | 101.9% | 2539.4423 | 0.045301 | 16.86% | 10.99% | 2.223% | 2.112%
369 | 135888.2697 | 4198.3412 | 140086.6109 | 135913.2049 | 99.98% | -24.9352 | 270.0391 | 0.10063 | 14.61% | 8.856% | -0.02155% | -0.01997% | 13393.7267 | 5559.8441 | 141448.1138 | 138357.9396 | 138357.9396 | 2469.6699 | 100% | 0 | 0.1 | 14.63% | 8.876% | -0.0005144% | 0%
370 | 134887.4665 | 4817.4095 | 139704.876 | 133725.8029 | 100.9% | 1161.6636 | 215.0756 | 0.071047 | 15.63% | 9.822% | 0.9953% | 0.9458% | 10589.0136 | 3050.6006 | 137938.0671 | 137296.4856 | 137938.0671 | 3050.6006 | 100.5% | 641.5815 | 0.083943 | 15.17% | 9.385% | 0.5352% | 0.5088%
371 | 128719.9791 | 6208.6904 | 134928.6696 | 125367.205 | 102.7% | 3352.7741 | 109.3364 | 0.032824 | 17.7% | 11.79% | 3.065% | 2.912% | 5136.9289 | 4057.9297 | 132777.9088 | 125968.1777 | 129320.9518 | 600.9727 | 102.7% | 3352.7741 | 0.032985 | 17.68% | 11.77% | 3.051% | 2.898%
372 | 130856.4869 | 6734.8925 | 137591.3794 | 130356.156 | 100.4% | 500.3309 | 243.4645 | 0.086811 | 15.07% | 9.294% | 0.4395% | 0.4179% | 11628.4999 | 4312.0384 | 135168.5253 | 129830.6477 | 130593.7328 | -262.7542 | 100.6% | 763.0851 | 0.079803 | 15.31% | 9.516% | 0.6732% | 0.6399%
373 | 132187.7343 | 8819.8989 | 141007.6332 | 132190.8225 | 100% | -3.0882 | 266.4632 | 0.10008 | 14.63% | 8.874% | -0.003192% | -0.002544% | 12856.4582 | 1394.3614 | 133582.0957 | 132153.3971 | 132169.0216 | -18.7127 | 100% | 15.6245 | 0.099594 | 14.65% | 8.889% | 0.01304% | 0.01287%
374 | 138429.3108 | 5443.8493 | 143873.1601 | 138300.4416 | 100.1% | 128.8692 | 260.4887 | 0.096798 | 14.74% | 8.978% | 0.1063% | 0.1015% | 13161.6356 | 3089.125 | 141518.4357 | 141591.9591 | 141518.4357 | 3089.125 | 99.95% | -73.5233 | 0.10179 | 14.57% | 8.82% | -0.06004% | -0.05654%
375 | 126900.3098 | 6599.8926 | 133500.2024 | 125607.6192 | 101% | 1292.6905 | 205.6743 | 0.066817 | 15.81% | 9.997% | 1.179% | 1.12% | 9526.5496 | 5500.9909 | 132401.3006 | 126264.1752 | 127556.8657 | 656.556 | 101% | 1292.6905 | 0.066958 | 15.81% | 9.991% | 1.173% | 1.115%
376 | 131600.0863 | 7233.5413 | 138833.6276 | 131562.0955 | 100% | 37.9908 | 264.252 | 0.099008 | 14.67% | 8.908% | 0.03259% | 0.03144% | 12693.0898 | 1679.6177 | 133279.704 | 134012.2486 | 133279.704 | 1679.6177 | 99.45% | -732.5447 | 0.12523 | 14.01% | 8.281% | -0.6271% | -0.5951%
377 | 131015.399 | 6832.4081 | 137847.8071 | 130151.6361 | 100.7% | 863.7629 | 227.0794 | 0.077195 | 15.39% | 9.599% | 0.7603% | 0.7226% | 10859.0797 | 2016.3989 | 133031.7979 | 128584.3193 | 130231.7406 | -783.6584 | 101.3% | 1647.4213 | 0.060173 | 16.1% | 10.27% | 1.468% | 1.395%
378 | 137333.7041 | 5493.6988 | 142827.4029 | 136294.6958 | 100.8% | 1039.0082 | 221.3024 | 0.07385 | 15.51% | 9.706% | 0.8734% | 0.83% | 11093.1791 | 4233.1669 | 141566.871 | 141379.8623 | 141566.871 | 4233.1669 | 100.1% | 187.0086 | 0.095455 | 14.78% | 9.02% | 0.1511% | 0.144%
379 | 130464.8008 | 6601.3139 | 137066.1147 | 130127.3274 | 100.3% | 337.4734 | 250.7555 | 0.091088 | 14.93% | 9.159% | 0.2968% | 0.2824% | 11940.8918 | 3708.951 | 134173.7518 | 125254.2698 | 128028.272 | -2436.5288 | 102.2% | 2774.0022 | 0.040264 | 17.17% | 11.29% | 2.538% | 2.411%
380 | 133868.658 | 6222.0914 | 140090.7494 | 131870.6558 | 101.5% | 1998.0022 | 177.2172 | 0.054007 | 16.37% | 10.53% | 1.736% | 1.65% | 8659.1968 | 3159.1519 | 137027.8099 | 134348.2102 | 136346.2123 | 2477.5544 | 101.5% | 1998.0022 | 0.054743 | 16.34% | 10.5% | 1.704% | 1.619%
381 | 131242.9893 | 5373.1404 | 136616.1297 | 130032.1937 | 100.9% | 1210.7956 | 211.4215 | 0.0694 | 15.7% | 9.89% | 1.067% | 1.014% | 10127.872 | 2950.1707 | 134193.16 | 130110.3867 | 131321.1823 | 78.193 | 100.9% | 1210.7956 | 0.069415 | 15.7% | 9.889% | 1.066% | 1.013%
382 | 135918.9059 | 5268.1746 | 141187.0806 | 134086.626 | 101.4% | 1832.2799 | 185.9249 | 0.057925 | 16.2% | 10.36% | 1.566% | 1.488% | 9223.8079 | 1227.1098 | 137146.0157 | 136759.7749 | 137146.0157 | 1227.1098 | 100.3% | 386.2408 | 0.090295 | 14.96% | 9.184% | 0.3232% | 0.3075%
383 | 129703.7227 | 4876.0798 | 134579.8025 | 129371.8833 | 100.3% | 331.8394 | 250.9249 | 0.091186 | 14.93% | 9.155% | 0.2935% | 0.2793% | 11879.2496 | 1725.112 | 131428.8347 | 129961.6153 | 130293.4547 | 589.732 | 100.3% | 331.8394 | 0.091226 | 14.93% | 9.154% | 0.2922% | 0.278%
384 | 127065.6607 | 5975.9479 | 133041.6086 | 124407.9434 | 102.1% | 2657.7173 | 140.8414 | 0.041701 | 17.08% | 11.2% | 2.448% | 2.326% | 6532.0806 | 1645.2462 | 128710.907 | 125414.1165 | 128071.8338 | 1006.1731 | 102.1% | 2657.7173 | 0.042016 | 17.06% | 11.18% | 2.429% | 2.307%
385 | 136866.6047 | 3234.4631 | 140101.0678 | 137876.073 | 99.27% | -1009.4683 | 429.2975 | 0.13437 | 13.79% | 8.079% | -0.8398% | -0.7971% | 21446.1181 | 2215.9787 | 139082.5834 | 136406.6409 | 136131.8887 | -734.7161 | 99.8% | -274.7522 | 0.10821 | 14.4% | 8.657% | -0.2314% | -0.2193%
386 | 134627.29 | 7039.3354 | 141666.6254 | 133919.792 | 100.5% | 707.498 | 235.0085 | 0.081846 | 15.24% | 9.451% | 0.6051% | 0.5752% | 11548.0753 | 3445.5285 | 138072.8185 | 139147.1993 | 138072.8185 | 3445.5285 | 99.23% | -1074.3808 | 0.13634 | 13.75% | 8.036% | -0.8856% | -0.8407%
387 | 132391.5313 | 5776.2565 | 138167.7878 | 132843.7944 | 99.66% | -452.2631 | 341.9041 | 0.11507 | 14.24% | 8.506% | -0.3908% | -0.3707% | 16521.7989 | 2007.7554 | 134399.2866 | 133921.896 | 133921.896 | 1530.3647 | 100% | 0 | 0.1 | 14.63% | 8.876% | -0.0005144% | 0%
388 | 136346.2664 | 6972.2523 | 143318.5187 | 134986.6037 | 101% | 1359.6627 | 206.9612 | 0.067394 | 15.79% | 9.973% | 1.154% | 1.097% | 10299.7111 | 1887.3702 | 138233.6366 | 133739.8719 | 135722.9005 | -623.3659 | 101.5% | 1983.0286 | 0.05486 | 16.33% | 10.49% | 1.699% | 1.614%
389 | 144424.0246 | 3171.586 | 147595.6106 | 145552.7518 | 99.22% | -1128.7272 | 438.9691 | 0.1365 | 13.74% | 8.032% | -0.8895% | -0.8443% | 23140.1557 | 1000 | 145424.0246 | 147748.5239 | 145424.0246 | 1000 | 98.43% | -2324.4993 | 0.1852 | 12.83% | 7.163% | -1.804% | -1.713%
390 | 137492.4212 | 4999.6703 | 142492.0915 | 137608.8708 | 99.92% | -116.4497 | 284.8304 | 0.10292 | 14.54% | 8.784% | -0.09752% | -0.09214% | 14294.1382 | 3297.8232 | 140790.2444 | 139934.819 | 139934.819 | 2442.3978 | 100% | 0 | 0.1 | 14.63% | 8.876% | -0.0005144% | 0%
391 | 128345.9581 | 4825.818 | 133171.7761 | 128074.8265 | 100.2% | 271.1316 | 253.5445 | 0.092726 | 14.88% | 9.107% | 0.2422% | 0.2305% | 11877.6145 | 4090.4594 | 132436.4176 | 127548.8057 | 128082.9477 | -263.0104 | 100.4% | 534.142 | 0.08561 | 15.11% | 9.332% | 0.4795% | 0.4559%
392 | 140219.9963 | 4891.8254 | 145111.8217 | 139439.1314 | 100.6% | 780.865 | 233.1553 | 0.080757 | 15.27% | 9.486% | 0.6414% | 0.6097% | 11932.9601 | 3282.1288 | 143502.1251 | 140987.7241 | 141768.5891 | 1548.5928 | 100.6% | 780.865 | 0.080968 | 15.27% | 9.479% | 0.6344% | 0.603%
393 | 133918.2153 | 5454.8897 | 139373.105 | 133746.46 | 100.1% | 171.7553 | 258.4251 | 0.095587 | 14.78% | 9.016% | 0.1467% | 0.1398% | 12631.8586 | 2432.7837 | 136350.999 | 134696.67 | 134868.4253 | 950.2101 | 100.1% | 171.7553 | 0.095618 | 14.78% | 9.015% | 0.1457% | 0.1388%
394 | 131447.6083 | 4032.1352 | 135479.7435 | 129770.6027 | 101.3% | 1677.0056 | 190.2703 | 0.059881 | 16.11% | 10.28% | 1.481% | 1.407% | 9128.8585 | 1000 | 132447.6083 | 131783.9543 | 132447.6083 | 1000 | 100.5% | 663.654 | 0.082695 | 15.21% | 9.424% | 0.5768% | 0.5483%
395 | 133061.6317 | 5030.6761 | 138092.3078 | 132791.6996 | 100.2% | 269.9321 | 254.0425 | 0.093015 | 14.87% | 9.098% | 0.2325% | 0.2213% | 12338.2084 | 2304.6663 | 135366.298 | 133971.5766 | 134241.5087 | 1179.8771 | 100.2% | 269.9321 | 0.093077 | 14.86% | 9.096% | 0.2305% | 0.2194%
396 | 134973.6255 | 6326.8887 | 141300.5142 | 132063.4102 | 102.2% | 2910.2153 | 136.9015 | 0.040466 | 17.16% | 11.28% | 2.526% | 2.399% | 6744.5046 | 4844.8835 | 139818.509 | 133172.3912 | 136082.6065 | 1108.981 | 102.2% | 2910.2153 | 0.040803 | 17.14% | 11.26% | 2.505% | 2.379%
397 | 128816.9727 | 4842.7433 | 133659.716 | 128572.8742 | 100.2% | 244.0985 | 254.8277 | 0.093476 | 14.85% | 9.083% | 0.2171% | 0.2067% | 11981.5396 | 3882.6401 | 132699.6128 | 130724.7448 | 130968.8433 | 2151.8707 | 100.2% | 244.0985 | 0.093584 | 14.85% | 9.079% | 0.2135% | 0.2033%
398 | 145626.9967 | 2784.8218 | 148411.8185 | 146005.4493 | 99.74% | -378.4526 | 323.776 | 0.11106 | 14.34% | 8.594% | -0.2976% | -0.2822% | 17209.9399 | 2772.545 | 148399.5417 | 147396.6819 | 147396.6819 | 1769.6852 | 100% | 0 | 0.1 | 14.63% | 8.876% | -0.0005144% | 0%
399 | 137304.6341 | 4096.9209 | 141401.555 | 137460.6925 | 99.89% | -156.0584 | 291.2749 | 0.10392 | 14.5% | 8.753% | -0.1307% | -0.1236% | 14597.5862 | 3192.3116 | 140496.9456 | 141605.2578 | 140496.9456 | 3192.3116 | 99.22% | -1108.3122 | 0.13686 | 13.74% | 8.024% | -0.8977% | -0.8521%
400 | 130320.1575 | 6814.1259 | 137134.2834 | 129022.6308 | 101% | 1297.5267 | 207.0549 | 0.067436 | 15.79% | 9.971% | 1.152% | 1.095% | 9848.9487 | 3413.8316 | 133733.9891 | 130769.4777 | 132067.0044 | 1746.8469 | 101% | 1297.5267 | 0.06779 | 15.77% | 9.956% | 1.137% | 1.08%
401 | 129278.9303 | 5249.9378 | 134528.8681 | 129851.6281 | 99.56% | -572.6979 | 364.3451 | 0.12002 | 14.13% | 8.396% | -0.5061% | -0.4802% | 17192.2812 | 1181.7407 | 130460.6709 | 132127.9725 | 130460.6709 | 1181.7407 | 98.74% | -1667.3016 | 0.16486 | 13.19% | 7.502% | -1.447% | -1.374%
402 | 139285.8629 | 4938.1675 | 144224.0304 | 139156.7098 | 100.1% | 129.1531 | 260.5069 | 0.096811 | 14.74% | 8.977% | 0.1059% | 0.101% | 13243.9974 | 1197.5091 | 140483.372 | 140219.977 | 140349.1301 | 1063.2672 | 100.1% | 129.1531 | 0.096835 | 14.74% | 8.976% | 0.1051% | 0.1003%
403 | 132731.7837 | 5100.8628 | 137832.6465 | 132023.1641 | 100.5% | 708.6196 | 234.51 | 0.081556 | 15.25% | 9.461% | 0.6148% | 0.5844% | 11361.3283 | 1777.876 | 134509.6597 | 132830.7375 | 133539.3571 | 807.5734 | 100.5% | 708.6196 | 0.081669 | 15.24% | 9.457% | 0.611% | 0.5808%
404 | 134052.0004 | 4941.7899 | 138993.7903 | 134165.5361 | 99.92% | -113.5358 | 284.8304 | 0.10292 | 14.54% | 8.784% | -0.09752% | -0.09214% | 13936.4614 | 1000 | 135052.0004 | 132494.4335 | 133216.449 | -835.5513 | 100.5% | 722.0155 | 0.081275 | 15.26% | 9.47% | 0.6242% | 0.5933%
405 | 126420.1508 | 7563.3106 | 133983.4614 | 125443.3051 | 100.8% | 976.8458 | 220.3461 | 0.073418 | 15.53% | 9.724% | 0.8921% | 0.8478% | 10167.5103 | 5226.613 | 131646.7638 | 124159.4152 | 125778.2059 | -641.9449 | 101.3% | 1618.7907 | 0.059577 | 16.13% | 10.3% | 1.494% | 1.42%
406 | 132284.4129 | 5421.9314 | 137706.3443 | 131283.6055 | 100.8% | 1000.8075 | 221.3024 | 0.07385 | 15.51% | 9.706% | 0.8734% | 0.83% | 10685.3208 | 4450.0044 | 136734.4173 | 130948.4848 | 132116.8526 | -167.5604 | 100.9% | 1168.3678 | 0.070426 | 15.66% | 9.848% | 1.022% | 0.9714%
407 | 134129.0025 | 4025.3031 | 138154.3056 | 134070.2674 | 100% | 58.7351 | 263.3755 | 0.098495 | 14.68% | 8.924% | 0.04971% | 0.0477% | 12894.0967 | 1000 | 135129.0025 | 135601.5639 | 135129.0025 | 1000 | 99.65% | -472.5615 | 0.11546 | 14.23% | 8.497% | -0.4% | -0.3794%
408 | 142233.4413 | 1759.8415 | 143993.2828 | 141617.6967 | 100.4% | 615.7447 | 240.4863 | 0.08506 | 15.13% | 9.35% | 0.4979% | 0.4734% | 12484.8943 | 2198.9541 | 144432.3955 | 140316.8275 | 141583.0067 | -650.4346 | 100.9% | 1266.1792 | 0.070159 | 15.67% | 9.859% | 1.034% | 0.9825%
409 | 135611.8056 | 2442.9686 | 138054.7742 | 135999.9232 | 99.71% | -388.1177 | 329.6228 | 0.11235 | 14.31% | 8.565% | -0.3277% | -0.3107% | 16315.7697 | 1000 | 136611.8056 | 138951.8987 | 136611.8056 | 1000 | 98.32% | -2340.0932 | 0.19244 | 12.7% | 7.043% | -1.931% | -1.834%
410 | 143570.9532 | 1613.8844 | 145184.8375 | 144218.773 | 99.55% | -647.8198 | 366.1678 | 0.12042 | 14.12% | 8.387% | -0.5154% | -0.4891% | 19188.4389 | 1266.8168 | 144837.77 | 145218.6593 | 144837.77 | 1266.8168 | 99.74% | -380.8893 | 0.11121 | 14.33% | 8.591% | -0.3012% | -0.2856%
411 | 122482.5191 | 6730.6739 | 129213.193 | 120018.6992 | 102.1% | 2463.8199 | 145.7321 | 0.043231 | 16.99% | 11.11% | 2.353% | 2.235% | 6515.1144 | 3452.9774 | 125935.4964 | 116054.657 | 120500.498 | -1982.0211 | 103.8% | 4445.841 | 0.019814 | 19.02% | 13.05% | 4.391% | 4.171%
412 | 134394.8594 | 5801.217 | 140196.0764 | 132157.0961 | 101.7% | 2237.7633 | 166.7895 | 0.049825 | 16.57% | 10.72% | 1.941% | 1.844% | 8181.7129 | 5101.6451 | 139496.5046 | 132400.6033 | 134638.3666 | 243.5072 | 101.7% | 2237.7633 | 0.049882 | 16.57% | 10.72% | 1.937% | 1.84%
413 | 137098.4256 | 2603.1347 | 139701.5602 | 139344.5774 | 98.39% | -2246.1519 | 489.0605 | 0.18773 | 12.79% | 7.121% | -1.848% | -1.755% | 24473.0382 | 2347.7001 | 139446.1257 | 141279.7891 | 139446.1257 | 2347.7001 | 98.7% | -1833.6634 | 0.16721 | 13.15% | 7.463% | -1.488% | -1.413%
414 | 122441.4634 | 8548.6038 | 130990.0671 | 120576.6212 | 101.5% | 1864.8422 | 175.3745 | 0.053177 | 16.41% | 10.56% | 1.772% | 1.684% | 7837.685 | 6049.0329 | 128490.4962 | 120090.3694 | 122198.3375 | -243.1259 | 101.8% | 2107.9681 | 0.048687 | 16.64% | 10.79% | 2.012% | 1.911%
415 | 130528.7513 | 9761.1131 | 140289.8644 | 130281.2094 | 100.2% | 247.5419 | 254.8194 | 0.093471 | 14.85% | 9.083% | 0.2173% | 0.2069% | 12140.3605 | 4870.5838 | 135399.3352 | 128264.8634 | 129520.5783 | -1008.173 | 101% | 1255.7149 | 0.068139 | 15.76% | 9.942% | 1.122% | 1.066%
416 | 129818.4117 | 4218.7876 | 134037.1993 | 129921.8661 | 99.92% | -103.4543 | 283.7148 | 0.10275 | 14.54% | 8.789% | -0.09179% | -0.0867% | 13443.4643 | 3197.8033 | 133016.215 | 129971.7723 | 129971.7723 | 153.3606 | 100% | 0 | 0.1 | 14.63% | 8.876% | -0.0005144% | 0%
417 | 136085.7792 | 2319.644 | 138405.4232 | 138391.7202 | 98.33% | -2305.941 | 489.0605 | 0.19128 | 12.72% | 7.062% | -1.911% | -1.814% | 24292.2737 | 1000 | 137085.7792 | 138774.1094 | 137085.7792 | 1000 | 98.78% | -1688.3302 | 0.1619 | 13.24% | 7.552% | -1.395% | -1.325%
418 | 129327.7829 | 7566.9063 | 136894.6892 | 129290.4481 | 100% | 37.3348 | 264.252 | 0.099008 | 14.67% | 8.908% | 0.03259% | 0.03144% | 12473.9216 | 3977.5431 | 133305.326 | 124730.5879 | 127047.8528 | -2279.9301 | 101.9% | 2317.2649 | 0.046808 | 16.76% | 10.9% | 2.129% | 2.023%
419 | 133314.1192 | 4035.5206 | 137349.6398 | 133429.06 | 99.91% | -114.9408 | 285.1691 | 0.10297 | 14.53% | 8.782% | -0.09926% | -0.09379% | 13876.2279 | 1000 | 134314.1192 | 138310.1305 | 134314.1192 | 1000 | 97.11% | -3996.0113 | 0.29783 | 11.32% | 5.731% | -3.312% | -3.146%
420 | 136622.8078 | 3618.0712 | 140240.879 | 136782.1975 | 99.88% | -159.3897 | 291.9422 | 0.10403 | 14.5% | 8.749% | -0.1341% | -0.1269% | 14558.3767 | 1000 | 137622.8078 | 138515.6618 | 137622.8078 | 1000 | 99.36% | -892.854 | 0.13005 | 13.89% | 8.174% | -0.7394% | -0.7018%
421 | 136216.1298 | 5789.0235 | 142005.1533 | 136041.4273 | 100.1% | 174.7024 | 258.4251 | 0.095587 | 14.78% | 9.016% | 0.1467% | 0.1398% | 12848.6098 | 5161.7002 | 141377.8299 | 134552.8839 | 135471.8581 | -744.2717 | 100.7% | 918.9741 | 0.076531 | 15.42% | 9.62% | 0.7824% | 0.7436%
422 | 124622.0753 | 4801.3582 | 129423.4335 | 122865.4283 | 101.4% | 1756.647 | 182.2174 | 0.056258 | 16.27% | 10.43% | 1.638% | 1.557% | 8288.5313 | 4625.2634 | 129247.3387 | 123984.4038 | 125741.0508 | 1118.9755 | 101.4% | 1756.647 | 0.056598 | 16.26% | 10.42% | 1.624% | 1.543%
423 | 124938.8305 | 7148.5157 | 132087.3462 | 122717.9926 | 101.8% | 2220.838 | 159.9656 | 0.04769 | 16.71% | 10.85% | 2.074% | 1.97% | 7294.8591 | 2758.2686 | 127697.0991 | 123345.0651 | 125565.903 | 627.0725 | 101.8% | 2220.838 | 0.047859 | 16.7% | 10.84% | 2.063% | 1.96%
424 | 134826.0332 | 4200.7431 | 139026.7764 | 133608.7894 | 100.9% | 1217.2439 | 212.5969 | 0.06993 | 15.68% | 9.868% | 1.044% | 0.9919% | 10462.2116 | 1000 | 135826.0332 | 134922.1206 | 135826.0332 | 1000 | 100.7% | 903.9127 | 0.076979 | 15.4% | 9.606% | 0.7675% | 0.7294%
425 | 131502.2395 | 2845.7481 | 134347.9876 | 132392.7307 | 99.33% | -890.4912 | 416.0201 | 0.13144 | 13.86% | 8.144% | -0.7716% | -0.7323% | 19968.2663 | 2665.8291 | 134168.0686 | 134062.1459 | 134062.1459 | 2559.9064 | 100% | 0 | 0.1 | 14.63% | 8.876% | -0.0005144% | 0%
426 | 134745.8606 | 4812.3522 | 139558.2128 | 133509.2379 | 100.9% | 1236.6227 | 211.7052 | 0.069529 | 15.69% | 9.885% | 1.061% | 1.008% | 10412.1367 | 1000 | 135745.8606 | 133807.2458 | 135043.8685 | 298.0079 | 100.9% | 1236.6227 | 0.069584 | 15.69% | 9.882% | 1.059% | 1.006%
427 | 137928.1662 | 3555.1953 | 141483.3615 | 138084.9333 | 99.89% | -156.7671 | 291.2749 | 0.10392 | 14.5% | 8.753% | -0.1307% | -0.1236% | 14663.8772 | 1000 | 138928.1662 | 134758.2766 | 136264.8379 | -1663.3283 | 101.1% | 1506.5612 | 0.064476 | 15.91% | 10.09% | 1.281% | 1.217%
428 | 132153.7338 | 5889.4606 | 138043.1943 | 132535.4916 | 99.71% | -381.7578 | 330.2104 | 0.11248 | 14.3% | 8.563% | -0.3307% | -0.3136% | 15928.068 | 2772.8064 | 134926.5401 | 130697.0227 | 131234.4993 | -919.2344 | 100.4% | 537.4766 | 0.085869 | 15.1% | 9.324% | 0.4709% | 0.4477%
429 | 134786.8002 | 8669.0044 | 143455.8046 | 134886.6211 | 99.93% | -99.8209 | 282.4598 | 0.10255 | 14.55% | 8.796% | -0.08535% | -0.08057% | 13896.2267 | 2410.8347 | 137197.6349 | 134732.2249 | 134709.6021 | -77.1981 | 99.98% | -22.6228 | 0.10058 | 14.61% | 8.858% | -0.01976% | -0.01828%
430 | 134595.9517 | 5293.0992 | 139889.0509 | 134438.5968 | 100.1% | 157.3549 | 259.0912 | 0.095978 | 14.77% | 9.004% | 0.1337% | 0.1274% | 12728.5087 | 3751.9559 | 138347.9076 | 134149.5048 | 134451.4057 | -144.546 | 100.2% | 301.9009 | 0.092267 | 14.89% | 9.121% | 0.2575% | 0.245%
431 | 127680.213 | 8392.9672 | 136073.1802 | 125641.7663 | 101.6% | 2038.4466 | 170.9421 | 0.051178 | 16.49% | 10.64% | 1.859% | 1.766% | 7966.4608 | 6356.4383 | 134036.6512 | 124661.0399 | 127189.8498 | -490.3632 | 102% | 2528.8099 | 0.043677 | 16.96% | 11.08% | 2.325% | 2.209%
432 | 132948.0758 | 3798.5165 | 136746.5923 | 133690.3864 | 99.44% | -742.3106 | 389.834 | 0.12565 | 14% | 8.272% | -0.637% | -0.6045% | 18917.1024 | 2228.6823 | 135176.7581 | 134715.0273 | 134715.0273 | 1766.9515 | 100% | 0 | 0.1 | 14.63% | 8.876% | -0.0005144% | 0%
433 | 130518.997 | 5410.0632 | 135929.0602 | 130045.8105 | 100.4% | 473.1865 | 244.6398 | 0.087497 | 15.05% | 9.272% | 0.4166% | 0.3962% | 11654.5015 | 6397.9435 | 136916.9405 | 128986.1258 | 129989.1546 | -529.8424 | 100.8% | 1003.0289 | 0.073447 | 15.52% | 9.723% | 0.8909% | 0.8466%
434 | 129502.0097 | 6045.1464 | 135547.1561 | 128313.1055 | 100.9% | 1188.9042 | 211.6905 | 0.069521 | 15.69% | 9.885% | 1.062% | 1.009% | 10006.2346 | 2151.4031 | 131653.4129 | 126218.1202 | 128454.5171 | -1047.4926 | 101.8% | 2236.3969 | 0.048384 | 16.66% | 10.81% | 2.031% | 1.929%
435 | 134401.6802 | 4582.5621 | 138984.2423 | 134284.2578 | 100.1% | 117.4224 | 260.8256 | 0.096995 | 14.73% | 8.971% | 0.09972% | 0.0952% | 12795.221 | 1000 | 135401.6802 | 133395.9052 | 133957.5039 | -444.1763 | 100.4% | 561.5987 | 0.085533 | 15.12% | 9.335% | 0.4821% | 0.4584%
436 | 125477.891 | 4720.8031 | 130198.6942 | 123709.1806 | 101.4% | 1768.7104 | 182.2174 | 0.056258 | 16.27% | 10.43% | 1.638% | 1.557% | 8345.451 | 2030.3451 | 127508.2361 | 124584.1024 | 126352.8128 | 874.9217 | 101.4% | 1768.7104 | 0.056522 | 16.26% | 10.42% | 1.627% | 1.546%
437 | 137842.9945 | 3159.8567 | 141002.8513 | 138009.2593 | 99.88% | -166.2648 | 292.8287 | 0.10423 | 14.49% | 8.745% | -0.1386% | -0.1312% | 14732.9999 | 1608.0457 | 139451.0402 | 137892.5512 | 137784.6405 | -58.3541 | 99.92% | -107.9107 | 0.1027 | 14.54% | 8.791% | -0.09022% | -0.0852%
438 | 134451.0195 | 3079.031 | 137530.0504 | 134598.8981 | 99.89% | -147.8786 | 290.4581 | 0.10379 | 14.51% | 8.757% | -0.1265% | -0.1196% | 14254.121 | 2265.9652 | 136716.9847 | 135482.2719 | 135482.2719 | 1031.2524 | 100% | 0 | 0.1 | 14.63% | 8.876% | -0.0005144% | 0%
439 | 132257.1436 | 4972.0731 | 137229.2167 | 132130.2512 | 100.1% | 126.8924 | 260.3215 | 0.0967 | 14.74% | 8.981% | 0.1096% | 0.1046% | 12566.7245 | 2182.8842 | 134440.0278 | 130998.3014 | 131691.1687 | -565.9749 | 100.5% | 692.8673 | 0.081825 | 15.24% | 9.452% | 0.6058% | 0.5759%
440 | 133673.2697 | 4774.0453 | 138447.3151 | 131785.3883 | 101.4% | 1887.8815 | 182.0569 | 0.056184 | 16.27% | 10.44% | 1.642% | 1.56% | 8882.6915 | 1830.1815 | 135503.4512 | 128547.0035 | 132054.0774 | -1619.1924 | 102.7% | 3507.0738 | 0.032145 | 17.76% | 11.85% | 3.127% | 2.97%
441 | 129425.0049 | 5010.0002 | 134435.0051 | 126398.5474 | 102.4% | 3026.4575 | 125.7327 | 0.036969 | 17.38% | 11.48% | 2.744% | 2.607% | 5939.63 | 1000 | 130425.0049 | 121571.7436 | 127011.603 | -2413.4019 | 104.5% | 5439.8594 | 0.014434 | 19.76% | 13.75% | 5.129% | 4.872%
442 | 137237.8223 | 5944.8596 | 143182.6819 | 137634.2668 | 99.71% | -396.4444 | 330.2104 | 0.11248 | 14.3% | 8.563% | -0.3307% | -0.3136% | 16540.8369 | 2435.9318 | 139673.7542 | 136389.2417 | 136615.3098 | -622.5126 | 100.2% | 226.0681 | 0.094304 | 14.82% | 9.057% | 0.1895% | 0.1805%
443 | 134901.2705 | 4449.8099 | 139351.0804 | 135914.7015 | 99.25% | -1013.431 | 432.3055 | 0.13503 | 13.78% | 8.064% | -0.8553% | -0.8118% | 21286.2771 | 1000 | 135901.2705 | 135099.9397 | 134493.8896 | -407.3809 | 99.55% | -606.0501 | 0.1204 | 14.12% | 8.388% | -0.5148% | -0.4884%
444 | 127764.5025 | 4735.5666 | 132500.0692 | 127646.0326 | 100.1% | 118.4699 | 260.5069 | 0.096811 | 14.74% | 8.977% | 0.1059% | 0.101% | 12148.4888 | 3248.2256 | 131012.7281 | 125196.7506 | 126539.8615 | -1224.641 | 101.1% | 1343.1109 | 0.065666 | 15.86% | 10.04% | 1.229% | 1.168%
445 | 137119.7299 | 3940.2221 | 141059.952 | 137527.5811 | 99.7% | -407.8512 | 332.1129 | 0.1129 | 14.29% | 8.553% | -0.3405% | -0.3229% | 16621.819 | 5630.8784 | 142750.6082 | 137894.9178 | 137894.9178 | 775.1879 | 100% | 0 | 0.1 | 14.63% | 8.876% | -0.0005144% | 0%
446 | 130286.8861 | 7854.748 | 138141.6341 | 130128.0799 | 100.1% | 158.8062 | 258.8036 | 0.095806 | 14.77% | 9.009% | 0.1394% | 0.1329% | 12307.3323 | 1000 | 131286.8861 | 126523.5128 | 128484.6025 | -1802.2835 | 101.5% | 1961.0897 | 0.053088 | 16.41% | 10.56% | 1.776% | 1.688%
447 | 131215.1527 | 5368.3312 | 136583.4839 | 130739.4424 | 100.4% | 475.7103 | 244.6398 | 0.087497 | 15.05% | 9.272% | 0.4166% | 0.3962% | 11716.6637 | 4619.7981 | 135834.9509 | 128602.5359 | 130146.6995 | -1068.4533 | 101.2% | 1544.1636 | 0.062294 | 16.01% | 10.18% | 1.376% | 1.307%
448 | 130626.5463 | 4624.1603 | 135250.7065 | 129899.1059 | 100.6% | 727.4404 | 233.1553 | 0.080757 | 15.27% | 9.486% | 0.6414% | 0.6097% | 11116.5412 | 4569.1346 | 135195.6809 | 132873.5297 | 133600.9701 | 2974.4238 | 100.5% | 727.4404 | 0.081188 | 15.26% | 9.472% | 0.6271% | 0.5961%
449 | 140155.2629 | 3122.9545 | 143278.2173 | 140385.5528 | 99.84% | -230.29 | 302.5501 | 0.10637 | 14.44% | 8.698% | -0.1886% | -0.1786% | 15477.4577 | 4207.3133 | 144362.5762 | 138897.6847 | 139411.3288 | -743.9341 | 100.4% | 513.6441 | 0.087293 | 15.06% | 9.279% | 0.4234% | 0.4026%
450 | 122445.0516 | 6571.5855 | 129016.6371 | 120480.8308 | 101.6% | 1964.2209 | 170.4739 | 0.050979 | 16.5% | 10.65% | 1.868% | 1.775% | 7618.8964 | 4436.5103 | 126881.562 | 120085.7826 | 122247.5276 | -197.5241 | 101.8% | 2161.7449 | 0.047865 | 16.7% | 10.84% | 2.063% | 1.96%
451 | 139650.8292 | 3198.1106 | 142848.9398 | 139848.8768 | 99.86% | -198.0476 | 297.54 | 0.10527 | 14.47% | 8.722% | -0.1629% | -0.1542% | 15166.3735 | 4443.679 | 144094.5082 | 140130.3631 | 140130.3631 | 479.5339 | 100% | 0 | 0.1 | 14.63% | 8.876% | -0.0005144% | 0%
452 | 134189.5957 | 3365.0548 | 137554.6505 | 134198.9614 | 99.99% | -9.3658 | 267.4991 | 0.10024 | 14.62% | 8.869% | -0.008515% | -0.007598% | 13101.8946 | 2191.6577 | 136381.2534 | 136025.3598 | 136025.3598 | 1835.7641 | 100% | 0 | 0.1 | 14.63% | 8.876% | -0.0005144% | 0%
453 | 135598.7104 | 5097.6959 | 140696.4062 | 134847.0041 | 100.6% | 751.7063 | 233.3015 | 0.080845 | 15.27% | 9.483% | 0.6385% | 0.6069% | 11546.9125 | 4261.1025 | 139859.8129 | 131039.2296 | 133694.8231 | -1903.8873 | 102% | 2655.5935 | 0.043713 | 16.96% | 11.08% | 2.323% | 2.206%
454 | 129995.7093 | 4549.9145 | 134545.6238 | 128993.3406 | 100.8% | 1002.3687 | 220.4457 | 0.073462 | 15.52% | 9.722% | 0.8903% | 0.846% | 10459.8055 | 2389.475 | 132385.1843 | 129633.9957 | 130636.3644 | 640.6551 | 100.8% | 1002.3687 | 0.073563 | 15.52% | 9.718% | 0.8859% | 0.8419%
455 | 133696.1873 | 4285.1342 | 137981.3215 | 131837.0823 | 101.4% | 1859.105 | 183.368 | 0.056774 | 16.25% | 10.41% | 1.616% | 1.535% | 8948.1939 | 4315.4726 | 138011.6599 | 130171.3472 | 132863.3197 | -832.8676 | 102.1% | 2691.9726 | 0.042953 | 17% | 11.13% | 2.37% | 2.252%
456 | 129363.3426 | 5827.0549 | 135190.3975 | 129737.0397 | 99.71% | -373.6971 | 330.2104 | 0.11248 | 14.3% | 8.563% | -0.3307% | -0.3136% | 15591.751 | 3161.2539 | 132524.5965 | 126646.1 | 127817.8727 | -1545.4698 | 100.9% | 1171.7727 | 0.069556 | 15.69% | 9.884% | 1.06% | 1.007%
457 | 125325.5239 | 5649.5731 | 130975.0969 | 125753.6488 | 99.66% | -428.1249 | 341.9041 | 0.11507 | 14.24% | 8.506% | -0.3908% | -0.3707% | 15639.9966 | 1211.203 | 126536.7268 | 124171.7889 | 124534.5939 | -790.9299 | 100.3% | 362.805 | 0.08996 | 14.97% | 9.194% | 0.3344% | 0.3181%
458 | 124829.4981 | 8501.9432 | 133331.4413 | 122884.1212 | 101.6% | 1945.3768 | 173.2429 | 0.052215 | 16.45% | 10.6% | 1.814% | 1.724% | 7893.428 | 5323.3217 | 130152.8198 | 124982.9829 | 126928.3597 | 2098.8617 | 101.6% | 1945.3768 | 0.052916 | 16.42% | 10.57% | 1.784% | 1.695%
459 | 129019.2586 | 5841.5731 | 134860.8317 | 128024.2829 | 100.8% | 994.9757 | 220.4358 | 0.073459 | 15.52% | 9.722% | 0.8904% | 0.8462% | 10380.7686 | 3062.8046 | 132082.0632 | 129323.8794 | 130318.8551 | 1299.5965 | 100.8% | 994.9757 | 0.073665 | 15.51% | 9.714% | 0.8814% | 0.8377%
460 | 128006.8749 | 7050.9155 | 135057.7903 | 127969.9214 | 100% | 36.9535 | 264.252 | 0.099008 | 14.67% | 8.908% | 0.03259% | 0.03144% | 12346.5174 | 2168.331 | 130175.2059 | 127699.2949 | 127871.5616 | -135.3132 | 100.1% | 172.2667 | 0.095365 | 14.79% | 9.023% | 0.1541% | 0.1469%
461 | 136549.3226 | 1598.4115 | 138147.7341 | 137762.4842 | 99.12% | -1213.1617 | 462.4261 | 0.14169 | 13.62% | 7.917% | -1.01% | -0.9588% | 23047.5489 | 1006.0746 | 137555.3972 | 140791.581 | 137555.3972 | 1006.0746 | 97.7% | -3236.1838 | 0.24211 | 12% | 6.374% | -2.635% | -2.503%
462 | 130654.181 | 2596.88 | 133251.061 | 131084.8192 | 99.67% | -430.6382 | 339.2446 | 0.11448 | 14.26% | 8.519% | -0.3771% | -0.3577% | 16178.1603 | 3730.382 | 134384.563 | 126868.206 | 128545.8744 | -2108.3066 | 101.3% | 1677.6684 | 0.059088 | 16.15% | 10.32% | 1.515% | 1.44%
463 | 133846.6768 | 6767.5286 | 140614.2054 | 133513.6934 | 100.2% | 332.9835 | 251.3406 | 0.09143 | 14.92% | 9.148% | 0.2854% | 0.2715% | 12279.0054 | 1000 | 134846.6768 | 134996.4557 | 134846.6768 | 1000 | 99.89% | -149.7789 | 0.10383 | 14.51% | 8.755% | -0.1277% | -0.1208%
464 | 129713.7835 | 2830.6643 | 132544.4478 | 128775.307 | 100.7% | 938.4765 | 223.2646 | 0.074958 | 15.47% | 9.67% | 0.8349% | 0.7935% | 10570.5795 | 2655.4414 | 132369.2249 | 129166.5665 | 130105.043 | 391.2595 | 100.7% | 938.4765 | 0.075034 | 15.47% | 9.667% | 0.8324% | 0.7911%
465 | 134346.0457 | 1010.1206 | 135356.1663 | 135567.7577 | 99.1% | -1221.7121 | 467.0079 | 0.1427 | 13.6% | 7.895% | -1.034% | -0.9812% | 22900.3437 | 1680.2842 | 136026.3298 | 130994.137 | 132059.2353 | -2286.8104 | 100.8% | 1065.0983 | 0.072512 | 15.56% | 9.761% | 0.9316% | 0.8853%
466 | 135940.4485 | 6004.9789 | 141945.4274 | 133406.3553 | 101.9% | 2534.0932 | 154.7065 | 0.046043 | 16.81% | 10.94% | 2.177% | 2.068% | 7676.2659 | 3545.5098 | 139485.9583 | 134531.8679 | 137065.9611 | 1125.5126 | 101.9% | 2534.0932 | 0.046334 | 16.79% | 10.93% | 2.159% | 2.051%
467 | 138251.4112 | 3852.507 | 142103.9181 | 138730.8551 | 99.65% | -479.4439 | 343.0495 | 0.11532 | 14.24% | 8.5% | -0.3967% | -0.3763% | 17310.8843 | 1110.7661 | 139362.1773 | 143118.2195 | 139362.1773 | 1110.7661 | 97.38% | -3756.0422 | 0.2705 | 11.62% | 6.019% | -3.009% | -2.857%
468 | 137691.1284 | 2801.8359 | 140492.9643 | 138048.9574 | 99.74% | -357.8291 | 323.776 | 0.11106 | 14.34% | 8.594% | -0.2976% | -0.2822% | 16272.093 | 1000 | 138691.1284 | 139735.9442 | 138691.1284 | 1000 | 99.25% | -1044.8158 | 0.13514 | 13.78% | 8.062% | -0.8576% | -0.8141%
469 | 133541.8472 | 5091.5095 | 138633.3568 | 131012.5583 | 101.9% | 2529.2889 | 152.8936 | 0.045474 | 16.85% | 10.98% | 2.213% | 2.102% | 7452.4606 | 2389.2987 | 135931.146 | 130398.1083 | 133234.6222 | -307.225 | 102.2% | 2836.5139 | 0.040987 | 17.13% | 11.24% | 2.493% | 2.368%
470 | 133452.5656 | 6066.0257 | 139518.5913 | 133071.0761 | 100.3% | 381.4895 | 249.1575 | 0.090149 | 14.96% | 9.188% | 0.3281% | 0.3121% | 12136.5092 | 5239.8168 | 138692.3824 | 133393.6634 | 133775.153 | 322.5873 | 100.3% | 381.4895 | 0.090173 | 14.96% | 9.188% | 0.3273% | 0.3114%
471 | 142965.6429 | 5442.9776 | 148408.6205 | 143598.9721 | 99.56% | -633.3292 | 364.3451 | 0.12002 | 14.13% | 8.396% | -0.5061% | -0.4802% | 19012.4217 | 1000 | 143965.6429 | 142588.9445 | 142460.6291 | -505.0138 | 99.91% | -128.3154 | 0.10311 | 14.53% | 8.778% | -0.1037% | -0.09798%
472 | 124469.2321 | 7114.5996 | 131583.8317 | 122796.0566 | 101.4% | 1673.1755 | 186.1518 | 0.058028 | 16.19% | 10.36% | 1.561% | 1.484% | 8457.1105 | 4559.172 | 129028.4041 | 119915.9852 | 123029.1964 | -1440.0357 | 102.6% | 3113.2112 | 0.03381 | 17.61% | 11.7% | 2.976% | 2.827%
473 | 138598.6385 | 2843.4001 | 141442.0386 | 139681.8381 | 99.22% | -1083.1996 | 438.9691 | 0.1365 | 13.74% | 8.032% | -0.8895% | -0.8443% | 22206.7906 | 3613.933 | 142212.5716 | 136664.2152 | 137089.8271 | -1508.8115 | 100.3% | 425.6119 | 0.089299 | 14.99% | 9.215% | 0.3565% | 0.3391%
474 | 133844.5543 | 3282.2512 | 137126.8055 | 134773.5889 | 99.31% | -929.0347 | 419.7454 | 0.13226 | 13.84% | 8.126% | -0.7907% | -0.7505% | 20505.93 | 2600.387 | 136444.9412 | 131484.6692 | 132200.0944 | -1644.4599 | 100.5% | 715.4252 | 0.081303 | 15.26% | 9.469% | 0.6232% | 0.5924%
475 | 127549.6387 | 10214.5871 | 137764.2257 | 126104.3707 | 101.1% | 1445.268 | 198.8315 | 0.063734 | 15.95% | 10.12% | 1.313% | 1.248% | 9256.7218 | 7930.0004 | 135479.6391 | 121170.4924 | 125082.6995 | -2466.9391 | 103.2% | 3912.2071 | 0.025836 | 18.33% | 12.39% | 3.701% | 3.515%
476 | 123527.6715 | 7854.3606 | 131382.0321 | 121936.078 | 101.3% | 1591.5936 | 189.5099 | 0.059539 | 16.13% | 10.3% | 1.496% | 1.421% | 8544.5477 | 2363.5408 | 125891.2123 | 122638.8019 | 124230.3955 | 702.724 | 101.3% | 1591.5936 | 0.059736 | 16.12% | 10.29% | 1.487% | 1.413%
477 | 123427.0203 | 7550.2865 | 130977.3069 | 123005.5388 | 100.3% | 421.4815 | 245.8849 | 0.088226 | 15.03% | 9.249% | 0.3923% | 0.3731% | 11077.325 | 5557.01 | 128984.0303 | 120786.4007 | 122317.4513 | -1109.5691 | 101.3% | 1531.0506 | 0.060532 | 16.09% | 10.26% | 1.453% | 1.38%
478 | 130250.567 | 4449.4224 | 134699.9894 | 128522.276 | 101.3% | 1728.291 | 187.1976 | 0.058498 | 16.17% | 10.34% | 1.541% | 1.464% | 8899.6469 | 6002.4855 | 136253.0524 | 129582.354 | 131310.645 | 1060.078 | 101.3% | 1728.291 | 0.058788 | 16.16% | 10.33% | 1.528% | 1.452%
479 | 130821.3282 | 5070.5941 | 135891.9223 | 130432.8169 | 100.3% | 388.5113 | 248.5027 | 0.089765 | 14.97% | 9.2% | 0.3409% | 0.3243% | 11865.9506 | 4425.562 | 135246.8902 | 125240.4176 | 128225.1285 | -2596.1997 | 102.4% | 2984.711 | 0.037174 | 17.36% | 11.47% | 2.731% | 2.595%
480 | 125825.2405 | 4275.0956 | 130100.336 | 124689.258 | 100.9% | 1135.9824 | 212.5969 | 0.06993 | 15.68% | 9.868% | 1.044% | 0.9919% | 9763.7693 | 1000 | 126825.2405 | 126311.7095 | 126825.2405 | 1000 | 100.4% | 513.531 | 0.08603 | 15.1% | 9.319% | 0.4655% | 0.4426%
481 | 131102.1023 | 4928.6505 | 136030.7528 | 129861.3995 | 101% | 1240.7028 | 209.9976 | 0.068761 | 15.73% | 9.916% | 1.095% | 1.04% | 10048.862 | 6327.3304 | 137429.4327 | 131993.5884 | 133234.2911 | 2132.1888 | 100.9% | 1240.7028 | 0.069168 | 15.71% | 9.9% | 1.077% | 1.023%
482 | 127794.1931 | 4564.0783 | 132358.2714 | 126215.8502 | 101.3% | 1578.3429 | 192.7165 | 0.060982 | 16.07% | 10.24% | 1.433% | 1.362% | 8989.2381 | 1047.1222 | 128841.3153 | 128972.0649 | 128841.3153 | 1047.1222 | 99.9% | -130.7496 | 0.1035 | 14.52% | 8.766% | -0.1167% | -0.1104%
483 | 137682.5168 | 4117.7635 | 141800.2803 | 137839.0046 | 99.89% | -156.4879 | 291.2749 | 0.10392 | 14.5% | 8.753% | -0.1307% | -0.1236% | 14637.7609 | 3843.1238 | 141525.6405 | 142007.3817 | 141525.6405 | 3843.1238 | 99.66% | -481.7412 | 0.11501 | 14.24% | 8.507% | -0.3894% | -0.3693%
484 | 139843.5709 | 4549.6329 | 144393.2038 | 140813.8905 | 99.31% | -970.3196 | 419.6856 | 0.13225 | 13.84% | 8.126% | -0.7904% | -0.7502% | 21421.9712 | 2802.0436 | 142645.6145 | 140581.9365 | 139727.5939 | -115.977 | 99.39% | -854.3426 | 0.12824 | 13.94% | 8.215% | -0.6972% | -0.6617%
485 | 129709.2006 | 7661.5618 | 137370.7624 | 129899.724 | 99.85% | -190.5235 | 298.6655 | 0.10552 | 14.46% | 8.717% | -0.1686% | -0.1597% | 14139.979 | 4250.915 | 133960.1156 | 130274.1466 | 130274.1466 | 564.9461 | 100% | 0 | 0.1 | 14.63% | 8.876% | -0.0005144% | 0%
486 | 137207.948 | 3793.394 | 141001.342 | 137825.4584 | 99.55% | -617.5104 | 365.9089 | 0.12037 | 14.12% | 8.388% | -0.5141% | -0.4878% | 18325.0456 | 2360.2766 | 139568.2246 | 137899.2029 | 137899.2029 | 691.2549 | 100% | 0 | 0.1 | 14.63% | 8.876% | -0.0005144% | 0%
487 | 139115.1065 | 3379.6277 | 142494.7342 | 139627.0234 | 99.63% | -511.9169 | 347.7509 | 0.11636 | 14.21% | 8.477% | -0.4208% | -0.3992% | 17657.7511 | 2309.6466 | 141424.7531 | 138082.2842 | 138342.7369 | -772.3696 | 100.2% | 260.4527 | 0.093519 | 14.85% | 9.082% | 0.2157% | 0.2054%
488 | 128345.642 | 6064.1937 | 134409.8357 | 128375.1792 | 99.98% | -29.5372 | 271.075 | 0.10079 | 14.61% | 8.851% | -0.02689% | -0.02505% | 12698.8208 | 1613.5566 | 129959.1986 | 125817.8765 | 127066.9906 | -1278.6514 | 101% | 1249.1142 | 0.067775 | 15.77% | 9.957% | 1.138% | 1.081%
489 | 129387.8249 | 9394.9258 | 138782.7508 | 128096.4035 | 101% | 1291.4214 | 206.9094 | 0.06737 | 15.79% | 9.974% | 1.155% | 1.098% | 9771.6198 | 8317.9199 | 137705.7448 | 124619.013 | 127649.1296 | -1738.6953 | 102.4% | 3030.1167 | 0.036288 | 17.42% | 11.52% | 2.787% | 2.647%
490 | 131470.4915 | 6761.3396 | 138231.8311 | 130254.6952 | 100.9% | 1215.7963 | 211.2863 | 0.069341 | 15.7% | 9.892% | 1.069% | 1.016% | 10138.9373 | 5748.1886 | 137218.68 | 130513.9077 | 131729.704 | 259.2125 | 100.9% | 1215.7963 | 0.06939 | 15.7% | 9.89% | 1.067% | 1.014%
491 | 135876.9687 | 5739.0522 | 141616.0209 | 135702.7012 | 100.1% | 174.2675 | 258.4251 | 0.095587 | 14.78% | 9.016% | 0.1467% | 0.1398% | 12816.6184 | 1000 | 136876.9687 | 134771.2714 | 135411.2538 | -465.7149 | 100.5% | 639.9824 | 0.083683 | 15.18% | 9.393% | 0.5438% | 0.517%
492 | 141313.8905 | 2569.3435 | 143883.234 | 140480.6566 | 100.6% | 833.2339 | 231.2121 | 0.079619 | 15.31% | 9.522% | 0.6794% | 0.6458% | 11925.8207 | 1225.226 | 142539.1165 | 140648.3151 | 141481.549 | 167.6584 | 100.6% | 833.2339 | 0.079643 | 15.31% | 9.521% | 0.6786% | 0.645%
493 | 129356.6765 | 7129.8956 | 136486.572 | 127199.6645 | 101.7% | 2157.0119 | 166.6426 | 0.049779 | 16.58% | 10.72% | 1.943% | 1.846% | 7868.0617 | 7670.0083 | 137026.6848 | 127517.7747 | 129674.7866 | 318.1101 | 101.7% | 2157.0119 | 0.049857 | 16.57% | 10.72% | 1.939% | 1.842%
494 | 129571.2237 | 5170.5708 | 134741.7945 | 127155.8605 | 101.9% | 2415.3632 | 154.7065 | 0.046043 | 16.81% | 10.94% | 2.177% | 2.068% | 7316.6094 | 2258.6004 | 131829.824 | 126849.0787 | 129417.8327 | -153.3909 | 102% | 2568.7541 | 0.043741 | 16.95% | 11.08% | 2.321% | 2.205%
495 | 127621.1499 | 5800.9614 | 133422.1113 | 125865.935 | 101.4% | 1755.2149 | 184.284 | 0.057186 | 16.23% | 10.39% | 1.598% | 1.518% | 8584.2634 | 1228.4542 | 128849.6041 | 125039.3999 | 127207.8823 | -413.2676 | 101.7% | 2168.4825 | 0.049074 | 16.62% | 10.76% | 1.987% | 1.888%
496 | 132229.2105 | 4653.0846 | 136882.2951 | 131209.6197 | 100.8% | 1019.5908 | 220.4457 | 0.073462 | 15.52% | 9.722% | 0.8903% | 0.846% | 10639.519 | 1346.544 | 133575.7545 | 128255.7286 | 130752.2649 | -1476.9456 | 101.9% | 2496.5364 | 0.045181 | 16.86% | 11% | 2.231% | 2.119%
497 | 131165.8796 | 5077.3889 | 136243.2685 | 128413.1288 | 102.1% | 2752.7507 | 140.414 | 0.041566 | 17.09% | 11.21% | 2.457% | 2.334% | 6722.3985 | 3845.5451 | 135011.4247 | 128166.1566 | 131042.3935 | -123.4861 | 102.2% | 2876.2369 | 0.039724 | 17.21% | 11.32% | 2.572% | 2.443%
498 | 136161.814 | 4860.989 | 141022.8029 | 137106.5873 | 99.31% | -944.7733 | 419.6856 | 0.13225 | 13.84% | 8.126% | -0.7904% | -0.7502% | 20857.9804 | 1000 | 137161.814 | 141254.5832 | 137161.814 | 1000 | 97.1% | -4092.7692 | 0.29878 | 11.31% | 5.722% | -3.322% | -3.155%
499 | 130717.0441 | 5787.1241 | 136504.1682 | 131163.587 | 99.66% | -446.5429 | 341.9041 | 0.11507 | 14.24% | 8.506% | -0.3908% | -0.3707% | 16312.8313 | 4933.1826 | 135650.2266 | 135041.7979 | 135041.7979 | 4324.7538 | 100% | 0 | 0.1 | 14.63% | 8.876% | -0.0005144% | 0%
500 | 136185.7111 | 2244.8194 | 138430.5306 | 137458.9784 | 99.07% | -1273.2673 | 472.6157 | 0.14394 | 13.57% | 7.868% | -1.062% | -1.009% | 23492.6785 | 1000 | 137185.7111 | 140320.02 | 137185.7111 | 1000 | 97.77% | -3134.3088 | 0.23646 | 12.07% | 6.444% | -2.561% | -2.432%
501 | 122788.7851 | 8823.1462 | 131611.9313 | 120687.9929 | 101.7% | 2100.7922 | 164.0126 | 0.048956 | 16.63% | 10.77% | 1.995% | 1.895% | 7350.7019 | 2248.9658 | 125037.7509 | 120945.029 | 123045.8212 | 257.0361 | 101.7% | 2100.7922 | 0.049024 | 16.62% | 10.77% | 1.991% | 1.891%
502 | 136224.4287 | 3429.1165 | 139653.5452 | 137169.9824 | 99.31% | -945.5537 | 419.7454 | 0.13226 | 13.84% | 8.126% | -0.7907% | -0.7505% | 20870.5436 | 1000 | 137224.4287 | 136373.3401 | 135826.1076 | -398.3211 | 99.6% | -547.2326 | 0.11806 | 14.17% | 8.439% | -0.4605% | -0.4369%
503 | 130885.6959 | 4700.1848 | 135585.8808 | 130609.1991 | 100.2% | 276.4968 | 253.5445 | 0.092726 | 14.88% | 9.107% | 0.2422% | 0.2305% | 12112.6513 | 3054.4341 | 133940.13 | 128821.9028 | 129992.0478 | -893.6481 | 100.9% | 1170.145 | 0.070001 | 15.67% | 9.865% | 1.041% | 0.989%
504 | 133589.9125 | 5978.5495 | 139568.462 | 132579.2282 | 100.8% | 1010.6843 | 221.3024 | 0.07385 | 15.51% | 9.706% | 0.8734% | 0.83% | 10790.773 | 2914.3098 | 136504.2224 | 133538.4412 | 134549.1255 | 959.2129 | 100.8% | 1010.6843 | 0.073995 | 15.5% | 9.7% | 0.8671% | 0.824%
505 | 128022.0553 | 8208.0472 | 136230.1024 | 127474.7611 | 100.4% | 547.2941 | 240.805 | 0.085247 | 15.12% | 9.344% | 0.4916% | 0.4674% | 11252.3484 | 4990.8003 | 133012.8555 | 127595.165 | 128142.4592 | 120.4039 | 100.4% | 547.2941 | 0.085261 | 15.12% | 9.343% | 0.4912% | 0.467%
506 | 135506.068 | 1983.34 | 137489.408 | 134919.4469 | 100.4% | 586.6211 | 240.4863 | 0.08506 | 15.13% | 9.35% | 0.4979% | 0.4734% | 11894.3823 | 1000 | 136506.068 | 137413.6733 | 136506.068 | 1000 | 99.34% | -907.6053 | 0.13084 | 13.88% | 8.157% | -0.7577% | -0.7191%
507 | 120370.0042 | 7658.9993 | 128029.0035 | 117794.2227 | 102.2% | 2575.7815 | 137.8931 | 0.040777 | 17.14% | 11.26% | 2.506% | 2.381% | 6058.3421 | 5898.5087 | 126268.5129 | 119768.2823 | 122344.0638 | 1974.0596 | 102.2% | 2575.7815 | 0.041438 | 17.1% | 11.22% | 2.465% | 2.342%
508 | 124924.8332 | 4735.6879 | 129660.5212 | 123796.9799 | 100.9% | 1127.8533 | 212.5969 | 0.06993 | 15.68% | 9.868% | 1.044% | 0.9919% | 9693.8996 | 4067.3239 | 128992.1571 | 122444.717 | 124248.7018 | -676.1314 | 101.5% | 1803.9847 | 0.055109 | 16.32% | 10.48% | 1.688% | 1.604%
509 | 143555.1595 | 2111.1053 | 145666.2648 | 144836.6671 | 99.12% | -1281.5076 | 463.3524 | 0.14189 | 13.62% | 7.913% | -1.015% | -0.9633% | 24278.5701 | 2332.5643 | 145887.7238 | 146430.1921 | 145887.7238 | 2332.5643 | 99.63% | -542.4683 | 0.11654 | 14.21% | 8.473% | -0.4252% | -0.4033%
510 | 138827.1237 | 3950.1131 | 142777.2368 | 137756.6578 | 100.8% | 1070.4659 | 220.4457 | 0.073462 | 15.52% | 9.722% | 0.8903% | 0.846% | 11170.4049 | 5497.7441 | 144324.8677 | 140100.3761 | 141170.842 | 2343.7183 | 100.8% | 1070.4659 | 0.073804 | 15.51% | 9.708% | 0.8754% | 0.8319%
511 | 131954.0355 | 3361.8863 | 135315.9217 | 132149.5121 | 99.85% | -195.4766 | 298.9444 | 0.10558 | 14.46% | 8.715% | -0.1701% | -0.1611% | 14398.1274 | 1000 | 132954.0355 | 130130.1484 | 130944.3536 | -1009.6818 | 100.6% | 814.2052 | 0.0785 | 15.35% | 9.557% | 0.7167% | 0.6812%
512 | 133921.1898 | 4292.3458 | 138213.5356 | 135991.8145 | 98.48% | -2070.6247 | 489.0605 | 0.18189 | 12.89% | 7.218% | -1.746% | -1.658% | 23905.8792 | 2857.3693 | 136778.559 | 135080.5581 | 133465.5616 | -455.6282 | 98.8% | -1614.9965 | 0.16053 | 13.26% | 7.574% | -1.371% | -1.302%
513 | 139951.584 | 6272.3677 | 146223.9517 | 140429.673 | 99.66% | -478.0891 | 341.9041 | 0.11507 | 14.24% | 8.506% | -0.3908% | -0.3707% | 17465.2556 | 1161.1184 | 141112.7024 | 139758.6295 | 139616.0622 | -335.5218 | 99.9% | -142.5673 | 0.10352 | 14.52% | 8.765% | -0.1175% | -0.1111%
514 | 135793.9485 | 2238.3618 | 138032.3103 | 137514.3923 | 98.75% | -1720.4437 | 489.0605 | 0.16416 | 13.2% | 7.514% | -1.435% | -1.362% | 24240.1798 | 1000 | 136793.9485 | 135618.2638 | 134845.8843 | -948.0642 | 99.43% | -772.3795 | 0.12635 | 13.98% | 8.256% | -0.6534% | -0.6201%
515 | 136250.4039 | 6405.242 | 142655.646 | 134862.4672 | 101% | 1387.9368 | 205.6743 | 0.066817 | 15.81% | 9.997% | 1.179% | 1.12% | 10228.4718 | 3557.7171 | 139808.121 | 134640.8172 | 136139.579 | -110.825 | 101.1% | 1498.7617 | 0.064603 | 15.91% | 10.09% | 1.276% | 1.212%
516 | 140058.5808 | 6050.9582 | 146109.539 | 140133.6436 | 99.95% | -75.0628 | 277.8979 | 0.10185 | 14.57% | 8.818% | -0.06192% | -0.05832% | 14206.5248 | 3795.7781 | 143854.3589 | 139847.0011 | 139915.2595 | -143.3213 | 100% | 68.2585 | 0.098323 | 14.69% | 8.929% | 0.05544% | 0.05314%
517 | 127651.3253 | 6171.51 | 133822.8353 | 126977.2533 | 100.5% | 674.072 | 234.8586 | 0.081758 | 15.24% | 9.454% | 0.608% | 0.578% | 10942.7037 | 3537.7795 | 131189.1048 | 126230.882 | 127278.1397 | -373.1856 | 100.8% | 1047.2576 | 0.072076 | 15.58% | 9.779% | 0.9505% | 0.9033%
518 | 133081.0886 | 6844.1703 | 139925.2589 | 131809.871 | 101% | 1271.2176 | 209.469 | 0.068523 | 15.74% | 9.926% | 1.105% | 1.05% | 10174.8714 | 1000 | 134081.0886 | 131784.4514 | 133068.3788 | -12.7098 | 101% | 1283.9274 | 0.068264 | 15.75% | 9.937% | 1.116% | 1.061%
519 | 135983.4455 | 2757.9343 | 138741.3799 | 136446.0158 | 99.66% | -462.5703 | 341.5853 | 0.11499 | 14.24% | 8.507% | -0.3891% | -0.3691% | 16954.2317 | 2183.4167 | 138166.8622 | 137231.5602 | 137231.5602 | 1248.1147 | 100% | 0 | 0.1 | 14.63% | 8.876% | -0.0005144% | 0%
520 | 125304.0925 | 10880.8706 | 136184.9631 | 122554.9472 | 102.2% | 2749.1453 | 134.5863 | 0.039741 | 17.2% | 11.32% | 2.571% | 2.442% | 6155.436 | 7618.0152 | 132922.1077 | 120741.2525 | 124397.2452 | -906.8473 | 103% | 3655.9927 | 0.028366 | 18.1% | 12.17% | 3.471% | 3.297%
521 | 134929.2637 | 8566.9374 | 143496.201 | 132369.9316 | 101.9% | 2559.3321 | 152.7231 | 0.045421 | 16.85% | 10.98% | 2.216% | 2.105% | 7521.4856 | 5729.54 | 140658.8036 | 132706.1512 | 135265.4833 | 336.2196 | 101.9% | 2559.3321 | 0.04551 | 16.84% | 10.98% | 2.21% | 2.1%
522 | 128188.1958 | 5094.029 | 133282.2249 | 125798.614 | 101.9% | 2389.5819 | 154.7065 | 0.046043 | 16.81% | 10.94% | 2.177% | 2.068% | 7238.5128 | 1847.0604 | 130035.2562 | 128766.2794 | 130035.2562 | 1847.0604 | 101% | 1268.9769 | 0.067968 | 15.76% | 9.949% | 1.129% | 1.073%
523 | 145625.4774 | 2141.5511 | 147767.0286 | 146795.485 | 99.2% | -1170.0076 | 443.78 | 0.13757 | 13.72% | 8.008% | -0.9142% | -0.8678% | 23588.3733 | 1000 | 146625.4774 | 146597.6152 | 145526.5425 | -98.9349 | 99.27% | -1071.0726 | 0.13429 | 13.8% | 8.081% | -0.838% | -0.7955%
524 | 134924.9792 | 4233.4499 | 139158.4291 | 133884.6019 | 100.8% | 1040.3773 | 220.4457 | 0.073462 | 15.52% | 9.722% | 0.8903% | 0.846% | 10856.4278 | 2989.5851 | 137914.5643 | 131738.1304 | 133851.7434 | -1073.2357 | 101.6% | 2113.613 | 0.051654 | 16.47% | 10.62% | 1.839% | 1.747%
525 | 132715.1667 | 5066.6452 | 137781.8119 | 130201.5351 | 101.9% | 2513.6316 | 152.8936 | 0.045474 | 16.85% | 10.98% | 2.213% | 2.102% | 7406.3267 | 2805.523 | 135520.6897 | 126502.892 | 130865.8452 | -1849.3216 | 103.4% | 4362.9531 | 0.023316 | 18.59% | 12.63% | 3.953% | 3.755%
526 | 129550.7566 | 6773.8958 | 136324.6523 | 128555.296 | 100.8% | 995.4605 | 220.6004 | 0.073533 | 15.52% | 9.719% | 0.8871% | 0.8431% | 10431.316 | 1000 | 130550.7566 | 129781.6236 | 130550.7566 | 1000 | 100.6% | 769.133 | 0.079636 | 15.31% | 9.521% | 0.6788% | 0.6452%
527 | 133347.3399 | 6825.4301 | 140172.77 | 133663.5634 | 99.76% | -316.2235 | 318.726 | 0.10995 | 14.36% | 8.619% | -0.2717% | -0.2576% | 15512.9607 | 2481.967 | 135829.3069 | 136708.8063 | 135829.3069 | 2481.967 | 99.36% | -879.4994 | 0.12999 | 13.9% | 8.176% | -0.738% | -0.7004%
528 | 129553.3535 | 7939.7978 | 137493.1513 | 127811.8349 | 101.4% | 1741.5187 | 186.1518 | 0.058028 | 16.19% | 10.36% | 1.561% | 1.484% | 8802.5531 | 4205.8572 | 133759.2107 | 125673.3002 | 128484.0862 | -1069.2673 | 102.2% | 2810.786 | 0.039862 | 17.2% | 11.31% | 2.563% | 2.435%
529 | 136217.0294 | 3698.1802 | 139915.2097 | 136718.282 | 99.63% | -501.2526 | 347.7509 | 0.11636 | 14.21% | 8.477% | -0.4208% | -0.3992% | 17289.9008 | 6639.7019 | 142856.7314 | 134911.4554 | 135313.6161 | -903.4133 | 100.3% | 402.1607 | 0.089757 | 14.97% | 9.201% | 0.3412% | 0.3246%
530 | 142321.0574 | 3234.5695 | 145555.6269 | 145118.5123 | 98.07% | -2797.4549 | 489.0605 | 0.20981 | 12.42% | 6.777% | -2.21% | -2.099% | 25405.3149 | 1000 | 143321.0574 | 146318.2081 | 143321.0574 | 1000 | 97.95% | -2997.1507 | 0.22032 | 12.28% | 6.646% | -2.349% | -2.23%
531 | 134879.8247 | 6062.0146 | 140941.8392 | 134390.7431 | 100.4% | 489.0815 | 244.6342 | 0.087495 | 15.05% | 9.272% | 0.4167% | 0.3962% | 12043.6185 | 4715.2296 | 139595.0543 | 134499.413 | 134988.4945 | 108.6698 | 100.4% | 489.0815 | 0.087505 | 15.05% | 9.272% | 0.4163% | 0.3959%
532 | 124803.2757 | 7172.6021 | 131975.8778 | 123380.4384 | 101.2% | 1422.8373 | 198.4143 | 0.063547 | 15.95% | 10.13% | 1.321% | 1.256% | 9038.404 | 3418.0937 | 128221.3695 | 123482.3389 | 124905.1763 | 101.9005 | 101.2% | 1422.8373 | 0.063572 | 15.95% | 10.13% | 1.32% | 1.255%
533 | 133026.0863 | 2673.8233 | 135699.9096 | 133478.5967 | 99.66% | -452.5103 | 341.5853 | 0.11499 | 14.24% | 8.507% | -0.3891% | -0.3691% | 16585.5121 | 3630.2627 | 136656.3491 | 135484.8294 | 135484.8294 | 2458.743 | 100% | 0 | 0.1 | 14.63% | 8.876% | -0.0005144% | 0%
534 | 137444.9655 | 2425.4908 | 139870.4563 | 136849.9507 | 100.4% | 595.0148 | 240.4863 | 0.08506 | 15.13% | 9.35% | 0.4979% | 0.4734% | 12064.5739 | 1885.4324 | 139330.3979 | 137362.4824 | 137957.4972 | 512.5317 | 100.4% | 595.0148 | 0.085115 | 15.13% | 9.348% | 0.496% | 0.4716%
535 | 131185.081 | 7230.6738 | 138415.7547 | 128952.6931 | 101.7% | 2232.3879 | 164.5696 | 0.04913 | 16.62% | 10.76% | 1.984% | 1.885% | 7880.0148 | 3282.4226 | 134467.5035 | 132223.1951 | 134455.583 | 3270.502 | 101.7% | 2232.3879 | 0.049915 | 16.57% | 10.71% | 1.935% | 1.838%
536 | 130640.1688 | 5063.5724 | 135703.7413 | 129282.7611 | 101% | 1357.4077 | 204.461 | 0.066269 | 15.84% | 10.02% | 1.203% | 1.143% | 9749.4499 | 4144.7534 | 134784.9222 | 132299.208 | 133656.6157 | 3016.4468 | 101% | 1357.4077 | 0.0669 | 15.81% | 9.993% | 1.176% | 1.117%
537 | 137313.4286 | 3729.9774 | 141043.4059 | 137789.6196 | 99.65% | -476.1911 | 343.0495 | 0.11532 | 14.24% | 8.5% | -0.3967% | -0.3763% | 17193.4366 | 4825.7376 | 142139.1662 | 135247.3622 | 136042.2998 | -1271.1287 | 100.6% | 794.9377 | 0.079803 | 15.31% | 9.516% | 0.6733% | 0.6399%
538 | 136816.6727 | 1118.83 | 137935.5027 | 137479.9897 | 99.52% | -663.317 | 373.5984 | 0.12207 | 14.08% | 8.351% | -0.5536% | -0.5253% | 18656.7873 | 1000 | 137816.6727 | 139494.832 | 137816.6727 | 1000 | 98.8% | -1678.1593 | 0.16102 | 13.25% | 7.566% | -1.38% | -1.31%
539 | 133504.7146 | 4278.9973 | 137783.7119 | 132555.832 | 100.7% | 948.8827 | 224.0266 | 0.075402 | 15.45% | 9.656% | 0.8201% | 0.7794% | 10916.6402 | 1397.1558 | 134901.8704 | 132433.5728 | 133443.5851 | -61.1296 | 100.8% | 1010.0122 | 0.073842 | 15.51% | 9.707% | 0.8737% | 0.8304%
540 | 124866.0345 | 7455.9925 | 132322.0271 | 123236.9233 | 101.3% | 1629.1112 | 188.5323 | 0.059099 | 16.15% | 10.32% | 1.515% | 1.439% | 8592.568 | 1000 | 125866.0345 | 123500.6221 | 125129.7334 | 263.6988 | 101.3% | 1629.1112 | 0.059174 | 16.14% | 10.31% | 1.512% | 1.436%
541 | 134419.9675 | 6288.6535 | 140708.621 | 134749.7914 | 99.76% | -329.8239 | 320.5587 | 0.11035 | 14.35% | 8.61% | -0.2811% | -0.2665% | 15727.6646 | 4029.7523 | 138449.7198 | 137998.9919 | 137998.9919 | 3579.0244 | 100% | 0 | 0.1 | 14.63% | 8.876% | -0.0005144% | 0%
542 | 140575.5452 | 3904.8763 | 144480.4214 | 140803.2996 | 99.84% | -227.7544 | 302.0322 | 0.10626 | 14.45% | 8.7% | -0.1859% | -0.1761% | 15497.294 | 1723.1655 | 142298.7107 | 141710.7795 | 141710.7795 | 1135.2344 | 100% | 0 | 0.1 | 14.63% | 8.876% | -0.0005144% | 0%
543 | 134750.4253 | 2917.951 | 137668.3763 | 135803.5497 | 99.22% | -1053.1244 | 438.9691 | 0.1365 | 13.74% | 8.032% | -0.8895% | -0.8443% | 21590.2156 | 1000 | 135750.4253 | 134246.6668 | 133971.9838 | -778.4414 | 99.8% | -274.683 | 0.10837 | 14.4% | 8.653% | -0.2351% | -0.2228%
544 | 131400.5107 | 4575.929 | 135976.4397 | 131511.8008 | 99.92% | -111.2901 | 284.8304 | 0.10292 | 14.54% | 8.784% | -0.09752% | -0.09214% | 13660.8043 | 4394.4412 | 135794.952 | 132402.045 | 132402.045 | 1001.5343 | 100% | 0 | 0.1 | 14.63% | 8.876% | -0.0005144% | 0%
545 | 128713.3097 | 6567.6839 | 135280.9936 | 127864.7241 | 100.7% | 848.5856 | 227.0794 | 0.077195 | 15.39% | 9.599% | 0.7603% | 0.7226% | 10668.2734 | 2439.5085 | 131152.8182 | 126155.9973 | 127858.9463 | -854.3634 | 101.3% | 1702.949 | 0.058363 | 16.18% | 10.35% | 1.547% | 1.47%
546 | 137783.1461 | 6387.8369 | 144170.983 | 136518.2162 | 100.9% | 1264.9299 | 211.6905 | 0.069521 | 15.69% | 9.885% | 1.062% | 1.009% | 10646.0933 | 5503.0191 | 143286.1652 | 140330.906 | 141595.836 | 3812.6898 | 100.9% | 1264.9299 | 0.070185 | 15.67% | 9.858% | 1.033% | 0.9814%
547 | 133883.397 | 5631.7526 | 139515.1496 | 133711.6864 | 100.1% | 171.7106 | 258.4251 | 0.095587 | 14.78% | 9.016% | 0.1467% | 0.1398% | 12628.5744 | 5877.021 | 139760.418 | 132045.6979 | 133050.4028 | -832.9943 | 100.8% | 1004.7049 | 0.073888 | 15.51% | 9.705% | 0.8717% | 0.8284%
548 | 132640.9475 | 4063.1567 | 136704.1041 | 131280.7568 | 101% | 1360.1907 | 205.2759 | 0.066634 | 15.82% | 10% | 1.187% | 1.128% | 9938.2167 | 5861.7156 | 138502.663 | 132457.6859 | 133817.8766 | 1176.9291 | 101% | 1360.1907 | 0.066877 | 15.81% | 9.994% | 1.177% | 1.118%
549 | 132397.378 | 6206.1271 | 138603.5051 | 130857.4703 | 101.2% | 1539.9077 | 197.034 | 0.062925 | 15.98% | 10.16% | 1.348% | 1.281% | 9521.6752 | 3947.4831 | 136344.8611 | 136717.4327 | 136344.8611 | 3947.4831 | 99.73% | -372.5716 | 0.11172 | 14.32% | 8.579% | -0.3129% | -0.2967%
550 | 134473.457 | 2969.4568 | 137442.9138 | 134793.5007 | 99.76% | -320.0437 | 318.9152 | 0.10999 | 14.36% | 8.618% | -0.2727% | -0.2585% | 15653.2564 | 1739.3399 | 136212.7969 | 137086.2672 | 136212.7969 | 1739.3399 | 99.36% | -873.4703 | 0.12969 | 13.9% | 8.182% | -0.7309% | -0.6937%
551 | 138735.8908 | 4141.3699 | 142877.2606 | 138947.5405 | 99.85% | -211.6498 | 299.9305 | 0.10579 | 14.46% | 8.71% | -0.1751% | -0.1658% | 15188.0619 | 4274.296 | 143010.1867 | 141030.7601 | 141030.7601 | 2294.8693 | 100% | 0 | 0.1 | 14.63% | 8.876% | -0.0005144% | 0%
552 | 137206.0963 | 4900.2177 | 142106.314 | 135457.4731 | 101.3% | 1748.6232 | 190.3512 | 0.059917 | 16.11% | 10.28% | 1.479% | 1.405% | 9532.8326 | 5208.5458 | 142414.6421 | 134285.0126 | 136619.866 | -586.2302 | 101.7% | 2334.8534 | 0.048991 | 16.63% | 10.77% | 1.993% | 1.893%
553 | 132997.8791 | 5148.305 | 138146.1841 | 130444.0936 | 102% | 2553.7855 | 151.3005 | 0.044975 | 16.88% | 11.01% | 2.244% | 2.132% | 7344.7645 | 3430.1769 | 136428.0561 | 129129.1799 | 132340.4222 | -657.4569 | 102.5% | 3211.2423 | 0.035273 | 17.48% | 11.58% | 2.85% | 2.708%
554 | 130268.308 | 6811.4148 | 137079.7228 | 129357.1113 | 100.7% | 911.1967 | 224.696 | 0.075795 | 15.44% | 9.643% | 0.807% | 0.7669% | 10683.8317 | 1000 | 131268.308 | 127202.5496 | 129191.0271 | -1077.2808 | 101.6% | 1988.4775 | 0.052739 | 16.42% | 10.58% | 1.791% | 1.702%
555 | 135215.6296 | 5437.6365 | 140653.2661 | 135814.6267 | 99.56% | -598.9971 | 364.3451 | 0.12002 | 14.13% | 8.396% | -0.5061% | -0.4802% | 17981.7788 | 3515.7158 | 138731.3454 | 137084.8734 | 137084.8734 | 1869.2438 | 100% | 0 | 0.1 | 14.63% | 8.876% | -0.0005144% | 0%
556 | 125977.0455 | 6942.2974 | 132919.3428 | 124592.3222 | 101.1% | 1384.7233 | 200.8634 | 0.064649 | 15.91% | 10.09% | 1.274% | 1.21% | 9236.0252 | 7161.9055 | 133138.951 | 125085.6249 | 126470.3482 | 493.3028 | 101.1% | 1384.7233 | 0.064764 | 15.9% | 10.08% | 1.268% | 1.205%
557 | 135167.5514 | 5501.005 | 140668.5564 | 134311.0456 | 100.6% | 856.5058 | 228.602 | 0.078087 | 15.36% | 9.57% | 0.7305% | 0.6943% | 11278.3427 | 1493.4838 | 136661.0352 | 135741.3824 | 136597.8882 | 1430.3368 | 100.6% | 856.5058 | 0.078318 | 15.36% | 9.563% | 0.7228% | 0.687%
558 | 133758.392 | 7031.8749 | 140790.2669 | 133789.1748 | 99.98% | -30.7829 | 271.075 | 0.10079 | 14.61% | 8.851% | -0.02689% | -0.02505% | 13234.371 | 5256.1179 | 139014.5099 | 132246.7224 | 132987.1657 | -771.2262 | 100.6% | 740.4434 | 0.080761 | 15.27% | 9.486% | 0.6413% | 0.6096%
559 | 133894.5692 | 3127.6222 | 137022.1914 | 134366.5304 | 99.65% | -471.9612 | 344.3145 | 0.1156 | 14.23% | 8.494% | -0.4032% | -0.3824% | 16827.1724 | 4135.4357 | 138030.0049 | 137430.8218 | 137430.8218 | 3536.2526 | 100% | 0 | 0.1 | 14.63% | 8.876% | -0.0005144% | 0%
560 | 129459.3971 | 4821.5772 | 134280.9743 | 128738.4564 | 100.6% | 720.9407 | 233.1553 | 0.080757 | 15.27% | 9.486% | 0.6414% | 0.6097% | 11017.2148 | 1000 | 130459.3971 | 128029.9225 | 129105.1302 | -354.2669 | 100.8% | 1075.2077 | 0.071808 | 15.6% | 9.791% | 0.9622% | 0.9144%
561 | 128647.5813 | 4192.251 | 132839.8324 | 128591.2466 | 100% | 56.3348 | 263.3755 | 0.098495 | 14.68% | 8.924% | 0.04971% | 0.0477% | 12367.1565 | 2553.1221 | 131200.7035 | 132316.4193 | 131200.7035 | 2553.1221 | 99.16% | -1115.7159 | 0.13984 | 13.67% | 7.958% | -0.9671% | -0.9181%
562 | 130517.1397 | 7534.3018 | 138051.4416 | 128259.9601 | 101.8% | 2257.1796 | 162.894 | 0.048604 | 16.65% | 10.79% | 2.017% | 1.916% | 7760.067 | 2138.1041 | 132655.2439 | 126124.8268 | 129449.5731 | -1067.5666 | 102.6% | 3324.7463 | 0.033307 | 17.65% | 11.75% | 3.021% | 2.87%
563 | 134041.3911 | 5247.5811 | 139288.9722 | 132804.7786 | 100.9% | 1236.6126 | 211.4215 | 0.0694 | 15.7% | 9.89% | 1.067% | 1.014% | 10343.8214 | 4256.7863 | 138298.1774 | 134245.307 | 135481.9195 | 1440.5284 | 100.9% | 1236.6126 | 0.069664 | 15.69% | 9.879% | 1.055% | 1.003%
564 | 132590.6615 | 5336.4218 | 137927.0833 | 130119.0124 | 101.9% | 2471.6491 | 154.7065 | 0.046043 | 16.81% | 10.94% | 2.177% | 2.068% | 7487.1106 | 2402.7858 | 134993.4473 | 133529.9055 | 134993.4473 | 2402.7858 | 101.1% | 1463.5418 | 0.065054 | 15.89% | 10.07% | 1.256% | 1.193%
565 | 136331.2742 | 995.1188 | 137326.393 | 138193.6964 | 98.65% | -1862.4221 | 489.0605 | 0.17047 | 13.09% | 7.409% | -1.545% | -1.467% | 24336.0963 | 1000 | 137331.2742 | 135700.9395 | 135084.8958 | -1246.3785 | 99.55% | -616.0437 | 0.12066 | 14.11% | 8.382% | -0.5209% | -0.4943%
566 | 140563.8748 | 3987.6277 | 144551.5025 | 140256.7303 | 100.2% | 307.1445 | 253.1216 | 0.092475 | 14.88% | 9.115% | 0.2505% | 0.2384% | 12986.6097 | 1737.6595 | 142301.5343 | 138191.1908 | 139531.1051 | -1032.7697 | 101% | 1339.9143 | 0.068386 | 15.74% | 9.932% | 1.111% | 1.056%
567 | 132262.3123 | 4239.1767 | 136501.4889 | 132361.9967 | 99.92% | -99.6845 | 282.7487 | 0.1026 | 14.55% | 8.794% | -0.08685% | -0.082% | 13649.9021 | 3177.3837 | 135439.6959 | 129084.1677 | 130623.3977 | -1638.9145 | 101.2% | 1539.23 | 0.062513 | 16% | 10.17% | 1.366% | 1.298%
568 | 136274.1518 | 6194.2796 | 142468.4314 | 136198.355 | 100.1% | 75.7968 | 262.6864 | 0.098088 | 14.7% | 8.937% | 0.06328% | 0.06059% | 13066.038 | 1000 | 137274.1518 | 133744.3429 | 135047.1457 | -1227.006 | 101% | 1302.8028 | 0.068268 | 15.75% | 9.937% | 1.116% | 1.061%
569 | 135074.93 | 4684.6797 | 139759.6096 | 135848.3634 | 99.43% | -773.4334 | 392.9715 | 0.12635 | 13.98% | 8.256% | -0.6532% | -0.6199% | 19374.4201 | 3013.8149 | 138088.7449 | 134942.4932 | 134621.9949 | -452.9351 | 99.76% | -320.4983 | 0.10999 | 14.36% | 8.618% | -0.2728% | -0.2586%
570 | 129226.6382 | 5840.752 | 135067.3902 | 128640.4257 | 100.5% | 586.2125 | 239.26 | 0.084341 | 15.16% | 9.372% | 0.5219% | 0.4961% | 11285.3496 | 2177.5079 | 131404.1461 | 129807.8001 | 130394.0126 | 1167.3745 | 100.5% | 586.2125 | 0.084482 | 15.15% | 9.368% | 0.5172% | 0.4917%
571 | 133695.7435 | 5754.3568 | 139450.1003 | 132664.7035 | 100.8% | 1031.04 | 220.4358 | 0.073459 | 15.52% | 9.722% | 0.8904% | 0.8462% | 10757.0342 | 1561.6369 | 135257.3803 | 130155.0621 | 132440.9228 | -1254.8207 | 101.8% | 2285.8606 | 0.04867 | 16.65% | 10.79% | 2.013% | 1.912%
572 | 130832.8468 | 2973.4738 | 133806.3206 | 134680.1566 | 97.14% | -3847.3097 | 489.0605 | 0.2941 | 11.36% | 5.766% | -3.275% | -3.11% | 23354.5881 | 1153.2819 | 131986.1287 | 138296.0651 | 131986.1287 | 1153.2819 | 95.44% | -6309.9364 | 0.52698 | 9.403% | 3.909% | -5.231% | -4.968%
573 | 129256.3198 | 6418.928 | 135675.2479 | 128573.7725 | 100.5% | 682.5473 | 234.8586 | 0.081758 | 15.24% | 9.454% | 0.608% | 0.578% | 11080.2892 | 4296.4735 | 133552.7933 | 129692.0703 | 130374.6176 | 1118.2978 | 100.5% | 682.5473 | 0.081916 | 15.24% | 9.449% | 0.6028% | 0.573%
574 | 131929.7851 | 2931.773 | 134861.5581 | 132120.2363 | 99.86% | -190.4512 | 298.1078 | 0.10539 | 14.47% | 8.719% | -0.1658% | -0.1569% | 14355.1915 | 1062.8328 | 132992.6179 | 131708.3833 | 131723.8586 | -205.9265 | 100% | 15.4753 | 0.099596 | 14.65% | 8.889% | 0.01295% | 0.01279%
575 | 135697.2009 | 3698.1998 | 139395.4007 | 135920.1658 | 99.84% | -222.9649 | 302.5501 | 0.10637 | 14.44% | 8.698% | -0.1886% | -0.1786% | 14985.1503 | 4588.5138 | 140285.7147 | 133940.1658 | 134707.2009 | -990 | 100.6% | 767.0351 | 0.080322 | 15.29% | 9.5% | 0.656% | 0.6235%
576 | 128944.3779 | 4863.9639 | 133808.3418 | 127126.8046 | 101.4% | 1817.5733 | 182.2174 | 0.056258 | 16.27% | 10.43% | 1.638% | 1.557% | 8576.0048 | 1000 | 129944.3779 | 130681.5053 | 129944.3779 | 1000 | 99.44% | -737.1274 | 0.12609 | 13.99% | 8.262% | -0.6471% | -0.6141%
577 | 128571.5498 | 5061.711 | 133633.2608 | 127385.3998 | 100.9% | 1186.15 | 211.4215 | 0.0694 | 15.7% | 9.89% | 1.067% | 1.014% | 9921.72 | 4255.3746 | 132826.9244 | 127301.8769 | 128529.7883 | -41.7615 | 101% | 1227.9114 | 0.068519 | 15.74% | 9.926% | 1.105% | 1.05%
578 | 139043.0498 | 5726.3471 | 144769.3969 | 136451.1204 | 101.9% | 2591.9294 | 154.7065 | 0.046043 | 16.81% | 10.94% | 2.177% | 2.068% | 7851.4631 | 3050.7464 | 142093.7962 | 135663.8153 | 138649.3972 | -393.6526 | 102.2% | 2985.5819 | 0.04052 | 17.16% | 11.27% | 2.522% | 2.396%
579 | 134210.6879 | 5214.9643 | 139425.6521 | 132586.2113 | 101.2% | 1624.4765 | 194.1998 | 0.061649 | 16.04% | 10.21% | 1.404% | 1.334% | 9513.2481 | 1000 | 135210.6879 | 132399.92 | 134117.5422 | -93.1457 | 101.3% | 1717.6222 | 0.059749 | 16.12% | 10.29% | 1.487% | 1.412%
580 | 133157.758 | 4474.9137 | 137632.6717 | 132131.0074 | 100.8% | 1026.7506 | 220.4457 | 0.073462 | 15.52% | 9.722% | 0.8903% | 0.846% | 10714.2325 | 5135.3875 | 138293.1455 | 131919.1275 | 133051.8181 | -105.9399 | 100.9% | 1132.6905 | 0.071312 | 15.62% | 9.811% | 0.9838% | 0.9348%
581 | 133141.4378 | 4267.3538 | 137408.7916 | 132686.2131 | 100.3% | 455.2247 | 245.8546 | 0.088211 | 15.03% | 9.25% | 0.3928% | 0.3735% | 11947.7052 | 1303.9966 | 134445.4344 | 131449.313 | 132522.9877 | -618.4501 | 100.8% | 1073.6748 | 0.072414 | 15.57% | 9.765% | 0.9358% | 0.8893%
582 | 131428.7777 | 6872.093 | 138300.8707 | 130247.4986 | 100.9% | 1181.2791 | 212.8351 | 0.070038 | 15.67% | 9.864% | 1.039% | 0.9875% | 10210.0219 | 1000 | 132428.7777 | 128457.7153 | 130533.8861 | -894.8916 | 101.6% | 2076.1708 | 0.051342 | 16.49% | 10.64% | 1.852% | 1.76%
583 | 127538.3663 | 9164.4335 | 136702.7998 | 127347.5963 | 100.1% | 190.77 | 257.173 | 0.094852 | 14.8% | 9.039% | 0.1712% | 0.1631% | 11971.7898 | 6074.8855 | 133613.2518 | 125399.6708 | 126564.4035 | -973.9627 | 100.9% | 1164.7327 | 0.069462 | 15.7% | 9.887% | 1.064% | 1.011%
584 | 129632.2983 | 4376.0604 | 134008.3588 | 129512.0965 | 100.1% | 120.2018 | 260.5069 | 0.096811 | 14.74% | 8.977% | 0.1059% | 0.101% | 12326.0881 | 3230.4483 | 132862.7466 | 127501.0204 | 128626.7603 | -1005.5381 | 100.9% | 1125.7399 | 0.070671 | 15.64% | 9.837% | 1.012% | 0.9613%
585 | 126119.2794 | 5935.199 | 132054.4785 | 124834.545 | 101% | 1284.7344 | 205.6743 | 0.066817 | 15.81% | 9.997% | 1.179% | 1.12% | 9467.9168 | 3198.2536 | 129317.533 | 123978.363 | 125691.1884 | -428.091 | 101.4% | 1712.8254 | 0.057528 | 16.22% | 10.38% | 1.583% | 1.504%
586 | 134376.3478 | 3054.0079 | 137430.3557 | 137299.6742 | 97.87% | -2923.3264 | 489.0605 | 0.22736 | 12.19% | 6.558% | -2.441% | -2.318% | 23987.1281 | 1839.3472 | 136215.6949 | 138118.8699 | 136215.6949 | 1839.3472 | 98.62% | -1903.1749 | 0.17244 | 13.05% | 7.376% | -1.58% | -1.5%
587 | 140831.9504 | 1530.7821 | 142362.7325 | 143002.6924 | 98.48% | -2170.742 | 489.0605 | 0.18159 | 12.89% | 7.223% | -1.741% | -1.653% | 25139.4988 | 1333.7254 | 142165.6758 | 144458.5402 | 142165.6758 | 1333.7254 | 98.41% | -2292.8644 | 0.18611 | 12.81% | 7.148% | -1.82% | -1.728%
588 | 128297.9337 | 4901.2625 | 133199.1962 | 127583.461 | 100.6% | 714.4727 | 233.1553 | 0.080757 | 15.27% | 9.486% | 0.6414% | 0.6097% | 10918.3723 | 4271.7344 | 132569.6681 | 126149.5411 | 127580.9738 | -716.9599 | 101.1% | 1431.4327 | 0.064034 | 15.93% | 10.11% | 1.3% | 1.235%
589 | 122956.0748 | 7938.1362 | 130894.211 | 122430.4377 | 100.4% | 525.6371 | 240.805 | 0.085247 | 15.12% | 9.344% | 0.4916% | 0.4674% | 10807.08 | 5674.9616 | 128631.0364 | 124821.586 | 125347.223 | 2391.1482 | 100.4% | 525.6371 | 0.08553 | 15.12% | 9.335% | 0.4822% | 0.4585%
590 | 138382.8679 | 3375.1919 | 141758.0598 | 137012.557 | 101% | 1370.3109 | 207.3783 | 0.067582 | 15.78% | 9.965% | 1.146% | 1.089% | 10474.624 | 2897.0857 | 141279.9536 | 139083.5114 | 140453.8223 | 2070.9544 | 101% | 1370.3109 | 0.067974 | 15.76% | 9.949% | 1.129% | 1.073%
591 | 136420.4161 | 4353.4568 | 140773.8729 | 136143.6703 | 100.2% | 276.7458 | 254.0425 | 0.093015 | 14.87% | 9.098% | 0.2325% | 0.2213% | 12649.6534 | 3968.8107 | 140389.2268 | 138768.4845 | 139045.2303 | 2624.8142 | 100.2% | 276.7458 | 0.093147 | 14.86% | 9.093% | 0.2281% | 0.2171%
592 | 138018.293 | 6469.6075 | 144487.9005 | 135104.8358 | 102.2% | 2913.4573 | 139.666 | 0.041332 | 17.1% | 11.22% | 2.471% | 2.348% | 7035.9083 | 2937.2005 | 140955.4936 | 135163.7882 | 138077.2455 | 58.9524 | 102.2% | 2913.4573 | 0.041349 | 17.1% | 11.22% | 2.47% | 2.347%
593 | 134216.2195 | 7171.8591 | 141388.0785 | 131755.1486 | 101.9% | 2461.0708 | 156.562 | 0.046623 | 16.77% | 10.91% | 2.141% | 2.034% | 7669.8039 | 4004.5953 | 138220.8148 | 133848.7335 | 136309.8043 | 2093.5848 | 101.8% | 2461.0708 | 0.047158 | 16.74% | 10.88% | 2.107% | 2.002%
594 | 129561.8289 | 4235.3969 | 133797.2258 | 128562.8058 | 100.8% | 999.0232 | 220.4457 | 0.073462 | 15.52% | 9.722% | 0.8903% | 0.846% | 10424.8943 | 1000 | 130561.8289 | 129037.8904 | 130036.9135 | 475.0846 | 100.8% | 999.0232 | 0.073537 | 15.52% | 9.719% | 0.887% | 0.8429%
595 | 133286.796 | 4272.0127 | 137558.8087 | 131052.0274 | 101.7% | 2234.7686 | 166.0872 | 0.049605 | 16.59% | 10.73% | 1.954% | 1.857% | 8080.0895 | 1000 | 134286.796 | 130205.8186 | 132863.6916 | -423.1044 | 102% | 2657.873 | 0.043444 | 16.97% | 11.1% | 2.339% | 2.222%
596 | 136626.8531 | 5288.7814 | 141915.6345 | 137487.048 | 99.37% | -860.1949 | 405.5417 | 0.12912 | 13.92% | 8.195% | -0.7177% | -0.6812% | 20223.8778 | 1000 | 137626.8531 | 140942.9056 | 137626.8531 | 1000 | 97.65% | -3316.0526 | 0.24683 | 11.94% | 6.315% | -2.698% | -2.562%
597 | 130566.2384 | 7616.6435 | 138182.8819 | 130758.0207 | 99.85% | -191.7823 | 298.6655 | 0.10552 | 14.46% | 8.717% | -0.1686% | -0.1597% | 14233.4072 | 3304.2084 | 133870.4468 | 134609.966 | 133870.4468 | 3304.2084 | 99.45% | -739.5192 | 0.12536 | 14% | 8.278% | -0.6303% | -0.5981%
598 | 129533.9678 | 5854.6426 | 135388.6104 | 128850.291 | 100.5% | 683.6768 | 234.874 | 0.081768 | 15.24% | 9.454% | 0.6077% | 0.5777% | 11104.8173 | 4470.8492 | 134004.817 | 130697.0652 | 131380.742 | 1846.7742 | 100.5% | 683.6768 | 0.082025 | 15.23% | 9.446% | 0.5991% | 0.5695%
599 | 130956.0956 | 5329.6085 | 136285.7042 | 130124.4065 | 100.6% | 831.6891 | 228.5173 | 0.078037 | 15.37% | 9.572% | 0.7322% | 0.6959% | 10922.8924 | 3711.1279 | 134667.2236 | 128726.9912 | 130257.388 | -698.7076 | 101.2% | 1530.3968 | 0.062607 | 16% | 10.17% | 1.362% | 1.294%
600 | 136578.7202 | 6729.7141 | 143308.4343 | 136610.1521 | 99.98% | -31.4319 | 271.075 | 0.10079 | 14.61% | 8.851% | -0.02689% | -0.02505% | 13513.421 | 3264.5248 | 139843.245 | 132664.8231 | 134606.0557 | -1972.6645 | 101.5% | 1941.2326 | 0.055374 | 16.31% | 10.47% | 1.677% | 1.593%
601 | 133297.0804 | 5662.3661 | 138959.4465 | 132813.8222 | 100.4% | 483.2582 | 244.6398 | 0.087497 | 15.05% | 9.272% | 0.4166% | 0.3962% | 11902.5663 | 5332.6161 | 138629.6965 | 136482.7668 | 136966.025 | 3668.9447 | 100.4% | 483.2582 | 0.087833 | 15.04% | 9.262% | 0.4054% | 0.3855%
602 | 126313.6664 | 9297.7506 | 135611.417 | 124381.6546 | 101.6% | 1932.0118 | 174.986 | 0.053001 | 16.41% | 10.57% | 1.78% | 1.691% | 8067.6415 | 5895.8521 | 132209.5186 | 126251.5233 | 128183.5352 | 1869.8687 | 101.5% | 1932.0118 | 0.053607 | 16.39% | 10.54% | 1.754% | 1.666%
603 | 129152.7129 | 8327.0683 | 137479.7811 | 128600.5851 | 100.4% | 552.1277 | 240.805 | 0.085247 | 15.12% | 9.344% | 0.4916% | 0.4674% | 11351.7262 | 1000 | 130152.7129 | 127739.3665 | 128722.1035 | -430.6093 | 100.8% | 982.737 | 0.073666 | 15.51% | 9.714% | 0.8814% | 0.8376%
604 | 127740.3937 | 6817.4657 | 134557.8593 | 125691.2268 | 101.6% | 2049.1669 | 170.4739 | 0.050979 | 16.5% | 10.65% | 1.868% | 1.775% | 7948.3884 | 4046.0656 | 131786.4593 | 126431.2332 | 128480.4001 | 740.0065 | 101.6% | 2049.1669 | 0.051222 | 16.49% | 10.64% | 1.857% | 1.765%
605 | 144061.3024 | 3212.9872 | 147274.2897 | 144473.6024 | 99.71% | -412.2999 | 329.6228 | 0.11235 | 14.31% | 8.565% | -0.3277% | -0.3107% | 17332.3482 | 1000 | 145061.3024 | 141623.5993 | 142636.3009 | -1425.0015 | 100.7% | 1012.7016 | 0.075429 | 15.45% | 9.655% | 0.8192% | 0.7785%
606 | 136502.5626 | 1252.423 | 137754.9856 | 137118.4885 | 99.55% | -615.9258 | 366.1678 | 0.12042 | 14.12% | 8.387% | -0.5154% | -0.4891% | 18243.7396 | 1000 | 137502.5626 | 135344.9292 | 135615.783 | -886.7796 | 100.2% | 270.8538 | 0.093123 | 14.86% | 9.094% | 0.2289% | 0.2179%
607 | 134439.7162 | 3178.4209 | 137618.1371 | 134905.9415 | 99.65% | -466.2253 | 343.0495 | 0.11532 | 14.24% | 8.5% | -0.3967% | -0.3763% | 16833.6103 | 2207.1845 | 136646.9008 | 135891.3614 | 135891.3614 | 1451.6451 | 100% | 0 | 0.1 | 14.63% | 8.876% | -0.0005144% | 0%
608 | 133841.9611 | 4129.2387 | 137971.1997 | 132809.9347 | 100.8% | 1032.0264 | 220.4457 | 0.073462 | 15.52% | 9.722% | 0.8903% | 0.846% | 10769.2853 | 2951.6116 | 136793.5727 | 131933.8663 | 133403.9269 | -438.0342 | 101.1% | 1470.0606 | 0.064574 | 15.91% | 10.09% | 1.277% | 1.213%
609 | 132401.5753 | 4243.6402 | 136645.2156 | 130574.7255 | 101.4% | 1826.8498 | 184.0162 | 0.057066 | 16.24% | 10.4% | 1.603% | 1.523% | 8892.8727 | 4881.688 | 137283.2633 | 130981.824 | 132808.6738 | 407.0985 | 101.4% | 1826.8498 | 0.05718 | 16.23% | 10.39% | 1.598% | 1.519%
610 | 133851.865 | 4290.1239 | 138141.9889 | 135452.1519 | 98.82% | -1600.2869 | 489.0605 | 0.15961 | 13.28% | 7.59% | -1.355% | -1.286% | 23893.5042 | 1015.5456 | 134867.4106 | 135679.3213 | 134867.4106 | 1015.5456 | 99.4% | -811.9107 | 0.12778 | 13.95% | 8.225% | -0.6865% | -0.6515%
611 | 126264.5682 | 8117.953 | 134382.5212 | 126358.0777 | 99.93% | -93.5095 | 282.4598 | 0.10255 | 14.55% | 8.796% | -0.08535% | -0.08057% | 13017.6031 | 2893.9329 | 129158.501 | 126296.1034 | 126233.5811 | -30.9871 | 99.95% | -62.5224 | 0.10171 | 14.58% | 8.822% | -0.05726% | -0.0539%
612 | 130680.6514 | 6682.5333 | 137363.1847 | 129363.0918 | 101% | 1317.5596 | 206.303 | 0.067098 | 15.8% | 9.985% | 1.167% | 1.109% | 9840.3312 | 7411.7831 | 138092.4345 | 127942.9254 | 129970.5682 | -710.0832 | 101.6% | 2027.6428 | 0.05217 | 16.45% | 10.6% | 1.816% | 1.725%
613 | 133743.4267 | 3843.2019 | 137586.6286 | 134011.4633 | 99.8% | -268.0366 | 310.5683 | 0.10814 | 14.4% | 8.658% | -0.2298% | -0.2178% | 15160.8128 | 1000 | 134743.4267 | 136654.7675 | 134743.4267 | 1000 | 98.6% | -1911.3408 | 0.1738 | 13.03% | 7.353% | -1.604% | -1.523%
614 | 132025.7439 | 3585.2347 | 135610.9786 | 132942.1539 | 99.31% | -916.41 | 419.7454 | 0.13226 | 13.84% | 8.126% | -0.7907% | -0.7505% | 20227.2755 | 1855.3509 | 133881.0948 | 135617.1564 | 133881.0948 | 1855.3509 | 98.72% | -1736.0616 | 0.16605 | 13.17% | 7.482% | -1.468% | -1.394%
615 | 126943.1635 | 5250.7023 | 132193.8658 | 126482.941 | 100.4% | 460.2226 | 244.6398 | 0.087497 | 15.05% | 9.272% | 0.4166% | 0.3962% | 11335.2027 | 2998.5601 | 129941.7237 | 129931.8921 | 129941.7237 | 2998.5601 | 100% | 9.8316 | 0.09974 | 14.64% | 8.884% | 0.00816% | 0.008238%
616 | 148030.2439 | 2392.0977 | 150422.3416 | 148832.1609 | 99.46% | -801.917 | 386.1586 | 0.12484 | 14.02% | 8.29% | -0.6182% | -0.5866% | 20864.5481 | 2900.6318 | 150930.8757 | 146031.3877 | 146629.8573 | -1400.3866 | 100.4% | 598.4696 | 0.085918 | 15.1% | 9.322% | 0.4693% | 0.4462%
617 | 131469.3172 | 7329.1169 | 138798.4341 | 131129.2455 | 100.3% | 340.0718 | 250.7555 | 0.091088 | 14.93% | 9.159% | 0.2968% | 0.2824% | 12032.831 | 4643.5371 | 136112.8543 | 131110.8607 | 131460.1248 | -9.1924 | 100.3% | 349.2642 | 0.090846 | 14.94% | 9.166% | 0.3049% | 0.29%
618 | 133745.9497 | 7628.2001 | 141374.1498 | 131432.9306 | 101.8% | 2313.0191 | 162.894 | 0.048604 | 16.65% | 10.79% | 2.017% | 1.916% | 7952.0401 | 2829.9718 | 136575.9215 | 131269.0524 | 133664.0106 | -81.9391 | 101.8% | 2394.9581 | 0.047419 | 16.72% | 10.86% | 2.091% | 1.986%
619 | 136305.0343 | 5052.0108 | 141357.045 | 136028.5225 | 100.2% | 276.5117 | 254.0425 | 0.093015 | 14.87% | 9.098% | 0.2325% | 0.2213% | 12638.9546 | 1000 | 137305.0343 | 140493.2779 | 137305.0343 | 1000 | 97.73% | -3188.2437 | 0.23956 | 12.03% | 6.405% | -2.602% | -2.471%
620 | 132382.6051 | 4056.6195 | 136439.2245 | 132391.8447 | 99.99% | -9.2397 | 267.4991 | 0.10024 | 14.62% | 8.869% | -0.008515% | -0.007598% | 12925.4651 | 1527.2397 | 133909.8448 | 134821.9508 | 133909.8448 | 1527.2397 | 99.32% | -912.106 | 0.13163 | 13.86% | 8.14% | -0.776% | -0.7366%
621 | 132533.1945 | 3919.8398 | 136453.0343 | 132992.8081 | 99.65% | -459.6136 | 343.0495 | 0.11532 | 14.24% | 8.5% | -0.3967% | -0.3763% | 16594.8888 | 2088.9337 | 134622.1282 | 132986.9052 | 132530.243 | -2.9515 | 99.66% | -456.6622 | 0.11521 | 14.24% | 8.502% | -0.3942% | -0.3739%
622 | 137912.1418 | 4925.4336 | 142837.5754 | 136659.165 | 100.9% | 1252.9768 | 212.2546 | 0.069777 | 15.68% | 9.874% | 1.051% | 0.9982% | 10684.4597 | 3302.28 | 141214.4218 | 139959.55 | 141212.5268 | 3300.385 | 100.9% | 1252.9768 | 0.070347 | 15.66% | 9.851% | 1.026% | 0.9747%
623 | 140545.3664 | 4504.6592 | 145050.0255 | 140494.4779 | 100% | 50.8884 | 263.8242 | 0.098755 | 14.67% | 8.916% | 0.04101% | 0.03944% | 13533.935 | 6510.0485 | 147055.4149 | 141539.1231 | 141590.0115 | 1044.6451 | 100% | 50.8884 | 0.098765 | 14.67% | 8.915% | 0.0407% | 0.03914%
624 | 136132.0758 | 7028.37 | 143160.4458 | 135611.5736 | 100.4% | 520.5022 | 243.4645 | 0.086811 | 15.07% | 9.294% | 0.4395% | 0.4179% | 12097.3126 | 5726.6033 | 141858.6791 | 134282.7244 | 135467.6512 | -664.4246 | 100.9% | 1184.9268 | 0.070685 | 15.64% | 9.837% | 1.011% | 0.9607%
625 | 131087.5024 | 7201.5353 | 138289.0377 | 131280.0503 | 99.85% | -192.548 | 298.6655 | 0.10552 | 14.46% | 8.717% | -0.1686% | -0.1597% | 14290.2317 | 6135.2462 | 137222.7485 | 129345.2595 | 130120.1069 | -967.3954 | 100.6% | 774.8474 | 0.079415 | 15.32% | 9.528% | 0.6862% | 0.6522%
626 | 135269.3978 | 4379.6873 | 139649.0851 | 135377.1961 | 99.92% | -107.7983 | 283.7148 | 0.10275 | 14.54% | 8.789% | -0.09179% | -0.0867% | 14007.9461 | 1637.158 | 136906.5557 | 138146.9311 | 136906.5557 | 1637.158 | 99.1% | -1240.3753 | 0.14254 | 13.6% | 7.899% | -1.03% | -0.9776%
627 | 125454.4584 | 5869.2144 | 131323.6728 | 124218.2624 | 101% | 1236.196 | 207.6684 | 0.067712 | 15.77% | 9.96% | 1.14% | 1.084% | 9509.319 | 3241.772 | 128696.2304 | 125399.5496 | 126635.7456 | 1181.2872 | 101% | 1236.196 | 0.067959 | 15.76% | 9.95% | 1.13% | 1.073%
628 | 140870.4168 | 4024.8691 | 144895.2859 | 141640.765 | 99.46% | -770.3482 | 387.2941 | 0.12509 | 14.01% | 8.284% | -0.624% | -0.5921% | 19913.7703 | 1000 | 141870.4168 | 141463.0525 | 140781.5606 | -88.8563 | 99.52% | -681.4919 | 0.12203 | 14.08% | 8.352% | -0.5528% | -0.5245%
629 | 137262.6171 | 3791.785 | 141054.4021 | 137557.4491 | 99.79% | -294.832 | 313.7657 | 0.10885 | 14.39% | 8.643% | -0.2462% | -0.2334% | 15719.9277 | 1000 | 138262.6171 | 139040.342 | 138262.6171 | 1000 | 99.44% | -777.7248 | 0.12585 | 13.99% | 8.267% | -0.6417% | -0.609%
630 | 133528.943 | 4767.1539 | 138296.0969 | 132785.3395 | 100.6% | 743.6035 | 233.1553 | 0.080757 | 15.27% | 9.486% | 0.6414% | 0.6097% | 11363.5401 | 3358.1545 | 136887.0975 | 137271.639 | 136887.0975 | 3358.1545 | 99.72% | -384.5415 | 0.11209 | 14.31% | 8.571% | -0.3216% | -0.305%
631 | 133628.4856 | 3993.8288 | 137622.3144 | 133569.9697 | 100% | 58.5159 | 263.3755 | 0.098495 | 14.68% | 8.924% | 0.04971% | 0.0477% | 12845.981 | 3223.3881 | 136851.8738 | 133885.3973 | 133943.9132 | 315.4276 | 100% | 58.5159 | 0.098498 | 14.68% | 8.924% | 0.04959% | 0.04759%
632 | 128758.4984 | 6130.7571 | 134889.2555 | 126836.7658 | 101.5% | 1921.7326 | 177.2172 | 0.054007 | 16.37% | 10.53% | 1.736% | 1.65% | 8328.6498 | 3363.5063 | 132122.0047 | 129042.8492 | 130964.5818 | 2206.0834 | 101.5% | 1921.7326 | 0.05469 | 16.34% | 10.5% | 1.707% | 1.621%
633 | 143857.3923 | 1525.3617 | 145382.754 | 144475.9707 | 99.57% | -618.5784 | 361.4764 | 0.11939 | 14.14% | 8.41% | -0.4913% | -0.4662% | 18980.3863 | 1000 | 144857.3923 | 144859.7078 | 144857.3923 | 1000 | 100% | -2.3155 | 0.10006 | 14.63% | 8.874% | -0.002347% | -0.00174%
634 | 139994.8128 | 4307.5327 | 144302.3455 | 139361.9401 | 100.5% | 632.8727 | 239.3523 | 0.084395 | 15.15% | 9.371% | 0.5201% | 0.4944% | 12230.4516 | 5455.3906 | 145450.2034 | 138555.3001 | 139591.4928 | -403.32 | 100.7% | 1036.1927 | 0.074302 | 15.49% | 9.69% | 0.8568% | 0.8142%
635 | 135512.8591 | 3604.2085 | 139117.0676 | 135982.806 | 99.65% | -469.9469 | 343.0495 | 0.11532 | 14.24% | 8.5% | -0.3967% | -0.3763% | 16967.9818 | 4421.2167 | 139934.0758 | 135456.3375 | 135249.6249 | -263.2342 | 99.85% | -206.7126 | 0.10581 | 14.46% | 8.71% | -0.1754% | -0.1662%
636 | 135377.083 | 3840.4846 | 139217.5676 | 134499.1976 | 100.7% | 877.8854 | 227.7234 | 0.077572 | 15.38% | 9.587% | 0.7477% | 0.7106% | 11252.412 | 1869.5406 | 137246.6235 | 133820.9388 | 135037.9536 | -339.1294 | 100.9% | 1217.0148 | 0.069973 | 15.68% | 9.866% | 1.042% | 0.9902%
637 | 133431.2705 | 4276.6433 | 137707.9138 | 132424.3144 | 100.8% | 1006.9561 | 221.4169 | 0.073901 | 15.5% | 9.704% | 0.8712% | 0.8279% | 10783.5368 | 1000 | 134431.2705 | 129866.2059 | 132152.2162 | -1279.0542 | 101.8% | 2286.0103 | 0.048596 | 16.65% | 10.79% | 2.017% | 1.917%
638 | 129952.495 | 4858.3102 | 134810.8051 | 130854.1843 | 99.31% | -901.6893 | 419.6856 | 0.13225 | 13.84% | 8.126% | -0.7904% | -0.7502% | 19906.8044 | 1000 | 130952.495 | 130509.3804 | 129780.093 | -172.402 | 99.44% | -729.2874 | 0.12583 | 13.99% | 8.268% | -0.6411% | -0.6084%
639 | 138498.4555 | 4808.0145 | 143306.47 | 139111.9953 | 99.56% | -613.5398 | 364.3451 | 0.12002 | 14.13% | 8.396% | -0.5061% | -0.4802% | 18418.3486 | 4179.1572 | 142677.6127 | 138124.5392 | 138004.7274 | -493.7281 | 99.91% | -119.8117 | 0.10299 | 14.53% | 8.782% | -0.09995% | -0.09444%
640 | 132805.3693 | 6002.5026 | 138807.8719 | 132015.3749 | 100.6% | 789.9944 | 230.9029 | 0.079437 | 15.32% | 9.528% | 0.6855% | 0.6515% | 11192.7776 | 5432.0858 | 138237.4551 | 130432.7891 | 132014.0764 | -791.2929 | 101.2% | 1581.2873 | 0.061988 | 16.02% | 10.2% | 1.389% | 1.32%
641 | 135121.2155 | 5499.1192 | 140620.3348 | 134385.5096 | 100.5% | 735.706 | 233.8866 | 0.081188 | 15.26% | 9.472% | 0.6271% | 0.5961% | 11535.1089 | 2350.1576 | 137471.3732 | 130315.1474 | 133086.0345 | -2035.1811 | 102.1% | 2770.8871 | 0.041885 | 17.07% | 11.19% | 2.437% | 2.315%
642 | 135842.727 | 4771.3465 | 140614.0734 | 135957.7794 | 99.92% | -115.0524 | 284.8304 | 0.10292 | 14.54% | 8.784% | -0.09752% | -0.09214% | 14122.6309 | 3780.0551 | 139622.782 | 135359.3025 | 135543.4885 | -299.2384 | 100.1% | 184.186 | 0.095324 | 14.79% | 9.024% | 0.1555% | 0.1481%
643 | 126885.2226 | 8193.5707 | 135078.7933 | 125767.6553 | 100.9% | 1117.5673 | 213.9117 | 0.070522 | 15.65% | 9.844% | 1.018% | 0.9675% | 9906.9135 | 3892.1509 | 130777.3735 | 125374.6804 | 126688.7352 | -196.4874 | 101% | 1314.0547 | 0.066317 | 15.83% | 10.02% | 1.201% | 1.141%
644 | 126068.6147 | 8015.9235 | 134084.5381 | 124495.0318 | 101.3% | 1573.5828 | 191.9282 | 0.060627 | 16.08% | 10.25% | 1.448% | 1.376% | 8831.5849 | 4214.674 | 130283.2887 | 124713.693 | 126287.2758 | 218.6612 | 101.3% | 1573.5828 | 0.060686 | 16.08% | 10.25% | 1.446% | 1.374%
645 | 132870.2422 | 5394.0827 | 138264.3249 | 132699.831 | 100.1% | 170.4112 | 258.4251 | 0.095587 | 14.78% | 9.016% | 0.1467% | 0.1398% | 12533.0084 | 1186.8016 | 134057.0438 | 132607.3093 | 132823.9814 | -46.2608 | 100.2% | 216.672 | 0.094385 | 14.82% | 9.054% | 0.1868% | 0.1779%
646 | 142422.4462 | 1980.6895 | 144403.1356 | 141805.8833 | 100.4% | 616.5629 | 240.4863 | 0.08506 | 15.13% | 9.35% | 0.4979% | 0.4734% | 12501.4846 | 1000 | 143422.4462 | 143488.3505 | 143422.4462 | 1000 | 99.95% | -65.9044 | 0.10159 | 14.58% | 8.826% | -0.05317% | -0.05001%
647 | 138953.2172 | 3182.1347 | 142135.3519 | 139344.2906 | 99.72% | -391.0735 | 328.567 | 0.11212 | 14.31% | 8.571% | -0.3222% | -0.3056% | 16664.234 | 2677.9628 | 141631.18 | 138878.0772 | 138720.1104 | -233.1067 | 99.89% | -157.9667 | 0.10393 | 14.5% | 8.752% | -0.1309% | -0.1238%
648 | 139181.1979 | 6389.7805 | 145570.9784 | 136586.6932 | 101.9% | 2594.5046 | 154.7065 | 0.046043 | 16.81% | 10.94% | 2.177% | 2.068% | 7859.2641 | 5635.1422 | 144816.3401 | 139666.3257 | 142260.8304 | 3079.6325 | 101.9% | 2594.5046 | 0.046811 | 16.76% | 10.9% | 2.129% | 2.023%
649 | 132466.1253 | 5663.1415 | 138129.2668 | 130862.7648 | 101.2% | 1603.3605 | 194.1998 | 0.061649 | 16.04% | 10.21% | 1.404% | 1.334% | 9389.5884 | 3015.4563 | 135481.5816 | 130415.197 | 132242.3414 | -223.7839 | 101.4% | 1827.1444 | 0.057015 | 16.24% | 10.4% | 1.606% | 1.525%
650 | 135200.1435 | 3835.4651 | 139035.6086 | 134546.0557 | 100.5% | 654.0879 | 237.4771 | 0.083295 | 15.19% | 9.405% | 0.5568% | 0.5293% | 11719.0339 | 1000 | 136200.1435 | 134770.1092 | 135424.197 | 224.0535 | 100.5% | 654.0879 | 0.083323 | 15.19% | 9.405% | 0.5558% | 0.5284%
651 | 130216.2828 | 4173.5988 | 134389.8816 | 127850.9899 | 101.9% | 2365.2929 | 157.6087 | 0.04695 | 16.75% | 10.89% | 2.12% | 2.014% | 7490.974 | 3923.8831 | 134140.1658 | 126032.8924 | 129307.234 | -909.0487 | 102.6% | 3274.3416 | 0.033787 | 17.61% | 11.7% | 2.978% | 2.829%
652 | 132548.6321 | 6033.5747 | 138582.2068 | 132041.8313 | 100.4% | 506.8008 | 243.4645 | 0.086811 | 15.07% | 9.294% | 0.4395% | 0.4179% | 11778.8716 | 3295.2112 | 135843.8434 | 132844.3439 | 133351.1447 | 802.5126 | 100.4% | 506.8008 | 0.086891 | 15.07% | 9.292% | 0.4368% | 0.4154%
653 | 130067.7989 | 7316.6128 | 137384.4118 | 130258.8491 | 99.85% | -191.0502 | 298.6655 | 0.10552 | 14.46% | 8.717% | -0.1686% | -0.1597% | 14179.0709 | 3750.266 | 133818.0649 | 129575.4351 | 129726.0919 | -341.707 | 100.1% | 150.6568 | 0.096005 | 14.77% | 9.003% | 0.1328% | 0.1266%
654 | 134602.4665 | 4248.0571 | 138850.5236 | 134709.7333 | 99.92% | -107.2668 | 283.7148 | 0.10275 | 14.54% | 8.789% | -0.09179% | -0.0867% | 13938.8814 | 3471.5451 | 138074.0116 | 134698.789 | 134596.9943 | -5.4721 | 99.92% | -101.7947 | 0.10261 | 14.55% | 8.794% | -0.08714% | -0.08228%
655 | 131423.3503 | 5489.7896 | 136913.1399 | 130409.8347 | 100.8% | 1013.5156 | 220.4358 | 0.073459 | 15.52% | 9.722% | 0.8904% | 0.8462% | 10574.1995 | 3659.7811 | 135083.1314 | 127918.5058 | 130177.6859 | -1245.6645 | 101.8% | 2259.1801 | 0.048489 | 16.66% | 10.8% | 2.024% | 1.923%
656 | 127936.4179 | 8520.8414 | 136457.2593 | 127669.9134 | 100.2% | 266.5046 | 253.7238 | 0.092827 | 14.87% | 9.103% | 0.2388% | 0.2273% | 11848.0864 | 3972.5346 | 131908.9525 | 127178.2813 | 127690.6019 | -245.816 | 100.4% | 512.3206 | 0.086158 | 15.09% | 9.315% | 0.4613% | 0.4386%
657 | 132813.2688 | 4427.109 | 137240.3778 | 132740.5402 | 100.1% | 72.7286 | 262.7368 | 0.098117 | 14.7% | 8.936% | 0.06229% | 0.05965% | 12736.6529 | 3039.6455 | 135852.9144 | 134701.1026 | 134773.8312 | 1960.5623 | 100.1% | 72.7286 | 0.098145 | 14.69% | 8.935% | 0.06138% | 0.05879%
658 | 130353.0719 | 7396.9588 | 137750.0307 | 128959.8136 | 101.1% | 1393.2583 | 202.6762 | 0.065466 | 15.87% | 10.05% | 1.238% | 1.176% | 9643.1057 | 3267.4749 | 133620.5468 | 126774.7715 | 129260.5509 | -1092.521 | 102% | 2485.7794 | 0.04492 | 16.88% | 11.01% | 2.247% | 2.135%
659 | 132034.9701 | 4290.4194 | 136325.3896 | 131977.152 | 100% | 57.8181 | 263.3755 | 0.098495 | 14.68% | 8.924% | 0.04971% | 0.0477% | 12692.7931 | 1000 | 133034.9701 | 128503.1841 | 130297.9861 | -1736.984 | 101.4% | 1794.8021 | 0.057129 | 16.23% | 10.4% | 1.601% | 1.521%
660 | 131373.515 | 7405.1581 | 138778.6732 | 129266.0669 | 101.6% | 2107.4482 | 170.4739 | 0.050979 | 16.5% | 10.65% | 1.868% | 1.775% | 8174.4521 | 4528.036 | 135901.5511 | 128712.4753 | 131096.7192 | -276.7958 | 101.9% | 2384.244 | 0.046907 | 16.76% | 10.89% | 2.123% | 2.017%
661 | 125824.588 | 7207.6694 | 133032.2575 | 123588.0054 | 101.8% | 2236.5827 | 159.9656 | 0.04769 | 16.71% | 10.85% | 2.074% | 1.97% | 7346.5762 | 1000 | 126824.588 | 127145.0069 | 126824.588 | 1000 | 99.75% | -320.4189 | 0.11071 | 14.34% | 8.602% | -0.2894% | -0.2744%
662 | 132846.8991 | 5149.1046 | 137996.0037 | 131348.2071 | 101.1% | 1498.692 | 199.129 | 0.063868 | 15.94% | 10.12% | 1.307% | 1.242% | 9655.5876 | 3505.623 | 136352.5221 | 131943.7445 | 133442.4366 | 595.5374 | 101.1% | 1498.692 | 0.064004 | 15.93% | 10.11% | 1.302% | 1.237%
663 | 133882.0659 | 5377.8313 | 139259.8972 | 132261.567 | 101.2% | 1620.4989 | 194.1998 | 0.061649 | 16.04% | 10.21% | 1.404% | 1.334% | 9489.9544 | 1770.7732 | 135652.8391 | 130551.1862 | 133026.8755 | -855.1904 | 101.9% | 2475.6893 | 0.046101 | 16.81% | 10.94% | 2.173% | 2.065%
664 | 125401.0926 | 5656.2424 | 131057.335 | 122778.1916 | 102.1% | 2622.9011 | 140.8414 | 0.041701 | 17.08% | 11.2% | 2.448% | 2.326% | 6446.51 | 3545.8109 | 128946.9035 | 123776.8388 | 126399.7399 | 998.6473 | 102.1% | 2622.9011 | 0.042017 | 17.06% | 11.18% | 2.429% | 2.307%
665 | 126055.2839 | 4040.2335 | 130095.5173 | 124329.5307 | 101.4% | 1725.7532 | 184.6625 | 0.057357 | 16.22% | 10.39% | 1.591% | 1.511% | 8496.353 | 4022.0405 | 130077.3243 | 124819.9045 | 126545.6577 | 490.3739 | 101.4% | 1725.7532 | 0.0575 | 16.22% | 10.38% | 1.584% | 1.505%
666 | 125378.1792 | 4853.3489 | 130231.5281 | 125945.6768 | 99.55% | -567.4975 | 366.4766 | 0.12049 | 14.12% | 8.386% | -0.517% | -0.4906% | 16771.0822 | 3098.4087 | 128476.5879 | 125677.8937 | 125244.2877 | -133.8915 | 99.65% | -433.606 | 0.11529 | 14.24% | 8.501% | -0.396% | -0.3756%
667 | 131995.6963 | 7992.8645 | 139988.5608 | 132093.4502 | 99.93% | -97.7539 | 282.4598 | 0.10255 | 14.55% | 8.796% | -0.08535% | -0.08057% | 13608.4699 | 5831.9841 | 137827.6804 | 129830.0273 | 130863.9848 | -1131.7115 | 100.8% | 1033.9576 | 0.072952 | 15.55% | 9.743% | 0.9124% | 0.8671%
668 | 130692.155 | 6240.077 | 136932.232 | 129662.1135 | 100.8% | 1030.0414 | 219.4298 | 0.073005 | 15.54% | 9.741% | 0.9101% | 0.8649% | 10467.3789 | 1996.3211 | 132688.476 | 131170.7228 | 132200.7643 | 1508.6093 | 100.8% | 1030.0414 | 0.073246 | 15.53% | 9.731% | 0.8997% | 0.855%
669 | 131563.9906 | 4180.2117 | 135744.2024 | 131317.8251 | 100.2% | 246.1656 | 254.9688 | 0.093559 | 14.85% | 9.08% | 0.2144% | 0.2041% | 12243.8218 | 4684.7553 | 136248.7459 | 133408.3267 | 133654.4922 | 2090.5016 | 100.2% | 246.1656 | 0.093659 | 14.84% | 9.077% | 0.211% | 0.2009%
670 | 135164.6187 | 3949.6381 | 139114.2568 | 135424.1657 | 99.81% | -259.5471 | 308.7057 | 0.10773 | 14.41% | 8.668% | -0.2202% | -0.2087% | 15230.0233 | 4365.3235 | 139529.9421 | 132378.5549 | 133641.8132 | -1522.8054 | 101% | 1263.2584 | 0.068791 | 15.73% | 9.915% | 1.093% | 1.039%
671 | 132633.6604 | 3385.4719 | 136019.1323 | 133101.1771 | 99.65% | -467.5167 | 344.3145 | 0.1156 | 14.23% | 8.494% | -0.4032% | -0.3824% | 16668.7079 | 1925.5587 | 134559.2191 | 133575.7721 | 133575.7721 | 942.1118 | 100% | 0 | 0.1 | 14.63% | 8.876% | -0.0005144% | 0%
672 | 124571.8511 | 4367.3628 | 128939.214 | 123878.1284 | 100.6% | 693.7227 | 233.1553 | 0.080757 | 15.27% | 9.486% | 0.6414% | 0.6097% | 10601.2763 | 5878.5791 | 130450.4303 | 121342.3043 | 123303.9391 | -1267.9121 | 101.6% | 1961.6348 | 0.051332 | 16.49% | 10.64% | 1.853% | 1.76%
673 | 127705.827 | 8756.971 | 136462.798 | 127116.2553 | 100.5% | 589.5717 | 238.7853 | 0.084063 | 15.16% | 9.381% | 0.5312% | 0.505% | 11130.4095 | 4280.034 | 131985.861 | 126349.568 | 127322.4834 | -383.3436 | 100.8% | 972.9153 | 0.073648 | 15.52% | 9.715% | 0.8822% | 0.8384%
674 | 127704.9657 | 7269.2837 | 134974.2495 | 125496.4202 | 101.8% | 2208.5455 | 162.894 | 0.048604 | 16.65% | 10.79% | 2.017% | 1.916% | 7592.8655 | 1359.0668 | 129064.0326 | 124264.8907 | 127089.201 | -615.7647 | 102.3% | 2824.3103 | 0.039198 | 17.24% | 11.35% | 2.605% | 2.475%
675 | 133486.2833 | 4107.2703 | 137593.5535 | 133231.5844 | 100.2% | 254.6988 | 254.7506 | 0.093431 | 14.85% | 9.084% | 0.2186% | 0.2081% | 12412.0824 | 1210.4911 | 134696.7743 | 130938.5541 | 132339.7681 | -1146.5152 | 101.1% | 1401.214 | 0.065737 | 15.86% | 10.04% | 1.226% | 1.165%
676 | 138040.8277 | 2039.8643 | 140080.6921 | 138663.6945 | 99.55% | -622.8668 | 366.1678 | 0.12042 | 14.12% | 8.387% | -0.5154% | -0.4891% | 18449.3306 | 2243.2804 | 140284.1082 | 137820.2959 | 137619.1284 | -421.6993 | 99.85% | -201.1675 | 0.10548 | 14.47% | 8.717% | -0.1678% | -0.1589%
677 | 125128.2641 | 5687.6484 | 130815.9124 | 123527.8297 | 101.3% | 1600.4344 | 190.0757 | 0.059793 | 16.12% | 10.29% | 1.485% | 1.411% | 8681.1047 | 3160.8628 | 128289.1268 | 120762.9892 | 123745.8438 | -1382.4202 | 102.5% | 2982.8547 | 0.035582 | 17.46% | 11.57% | 2.831% | 2.689%
678 | 135940.6221 | 4855.0222 | 140795.6444 | 134563.6447 | 101% | 1376.9775 | 206.0223 | 0.066971 | 15.81% | 9.99% | 1.173% | 1.114% | 10222.482 | 5336.0518 | 141276.6739 | 134385.8351 | 135851.7173 | -88.9048 | 101.1% | 1465.8823 | 0.065192 | 15.88% | 10.06% | 1.25% | 1.188%
679 | 132505.8374 | 4246.982 | 136752.8193 | 130602.8285 | 101.5% | 1903.0088 | 180.619 | 0.055536 | 16.3% | 10.46% | 1.67% | 1.586% | 8735.5735 | 3254.8003 | 135760.6377 | 136057.1072 | 135760.6377 | 3254.8003 | 99.78% | -296.4695 | 0.10903 | 14.38% | 8.639% | -0.2503% | -0.2372%
680 | 127363.5591 | 6282.9234 | 133646.4825 | 126876.5834 | 100.4% | 486.9757 | 243.4645 | 0.086811 | 15.07% | 9.294% | 0.4395% | 0.4179% | 11318.1025 | 1673.1496 | 129036.7087 | 126701.2795 | 127275.9072 | -87.652 | 100.5% | 574.6276 | 0.084416 | 15.15% | 9.37% | 0.5194% | 0.4938%
681 | 128989.0186 | 7971.4888 | 136960.5074 | 129084.5458 | 99.93% | -95.5272 | 282.4598 | 0.10255 | 14.55% | 8.796% | -0.08535% | -0.08057% | 13298.488 | 3117.1216 | 132106.1402 | 128083.0098 | 128488.2506 | -500.768 | 100.3% | 405.2408 | 0.089128 | 15% | 9.221% | 0.3622% | 0.3445%
682 | 128457.8261 | 5051.7123 | 133509.5384 | 127900.4129 | 100.4% | 557.4132 | 240.4242 | 0.085024 | 15.13% | 9.351% | 0.4991% | 0.4745% | 11272.7941 | 1000 | 129457.8261 | 125796.7773 | 127406.0083 | -1051.8178 | 101.3% | 1609.231 | 0.060225 | 16.1% | 10.27% | 1.466% | 1.393%
683 | 137136.333 | 4094.6575 | 141230.9905 | 136879.7412 | 100.2% | 256.5918 | 254.9688 | 0.093559 | 14.85% | 9.08% | 0.2144% | 0.2041% | 12762.4042 | 2377.6183 | 139513.9513 | 139673.4895 | 139513.9513 | 2377.6183 | 99.89% | -159.5383 | 0.10394 | 14.5% | 8.752% | -0.1315% | -0.1244%
684 | 136213.7447 | 6180.3465 | 142394.0912 | 136286.7469 | 99.95% | -73.0022 | 277.8979 | 0.10185 | 14.57% | 8.818% | -0.06192% | -0.05832% | 13816.5325 | 3569.8472 | 139783.5919 | 137754.0286 | 137754.0286 | 1540.2839 | 100% | 0 | 0.1 | 14.63% | 8.876% | -0.0005144% | 0%
685 | 127425.6148 | 4700.1728 | 132125.7876 | 127156.4274 | 100.2% | 269.1874 | 253.5445 | 0.092726 | 14.88% | 9.107% | 0.2422% | 0.2305% | 11792.4425 | 1000 | 128425.6148 | 130078.5557 | 128425.6148 | 1000 | 98.73% | -1652.9409 | 0.16544 | 13.18% | 7.493% | -1.457% | -1.384%
686 | 135079.0946 | 3773.1591 | 138852.2537 | 134948.4 | 100.1% | 130.6946 | 260.274 | 0.096672 | 14.74% | 8.982% | 0.1105% | 0.1054% | 12832.5144 | 5084.4811 | 140163.5757 | 136211.053 | 136341.7476 | 1262.6529 | 100.1% | 130.6946 | 0.096703 | 14.74% | 8.981% | 0.1095% | 0.1045%
687 | 130332.6562 | 8001.9357 | 138334.5919 | 129887.5932 | 100.3% | 445.063 | 245.8849 | 0.088226 | 15.03% | 9.249% | 0.3923% | 0.3731% | 11697.0918 | 4047.6754 | 134380.3317 | 128956.3358 | 129867.0275 | -465.6287 | 100.7% | 910.6917 | 0.075733 | 15.44% | 9.645% | 0.809% | 0.7689%
688 | 125328.259 | 7699.6815 | 133027.9405 | 123160.8165 | 101.8% | 2167.4425 | 162.894 | 0.048604 | 16.65% | 10.79% | 2.017% | 1.916% | 7451.5553 | 5390.4707 | 130718.7297 | 124656.9759 | 126824.4183 | 1496.1593 | 101.7% | 2167.4425 | 0.048992 | 16.63% | 10.77% | 1.993% | 1.893%
689 | 132596.155 | 5139.3859 | 137735.5409 | 132022.5607 | 100.4% | 573.5944 | 240.5033 | 0.085071 | 15.13% | 9.349% | 0.4975% | 0.473% | 11639.782 | 3042.8769 | 135639.0319 | 135769.8974 | 135639.0319 | 3042.8769 | 99.9% | -130.8655 | 0.10333 | 14.52% | 8.771% | -0.111% | -0.1049%
690 | 133985.4415 | 3063.6533 | 137049.0948 | 134304.3238 | 99.76% | -318.8822 | 318.9152 | 0.10999 | 14.36% | 8.618% | -0.2727% | -0.2585% | 15596.4494 | 2769.562 | 136755.0036 | 132142.173 | 132904.3661 | -1081.0754 | 100.6% | 762.1932 | 0.08018 | 15.29% | 9.504% | 0.6607% | 0.628%
691 | 135777.4275 | 6171.7013 | 141949.1288 | 133972.5096 | 101.3% | 1804.9179 | 187.0527 | 0.058433 | 16.18% | 10.34% | 1.544% | 1.467% | 9270.1006 | 1461.699 | 137239.1266 | 135221.9265 | 137026.8444 | 1249.4168 | 101.3% | 1804.9179 | 0.058761 | 16.16% | 10.33% | 1.53% | 1.453%
692 | 133978.4896 | 2167.6694 | 136146.159 | 134326.6703 | 99.74% | -348.1807 | 323.776 | 0.11106 | 14.34% | 8.594% | -0.2976% | -0.2822% | 15833.34 | 1000 | 134978.4896 | 134416.5951 | 134416.5951 | 438.1055 | 100% | 0 | 0.1 | 14.63% | 8.876% | -0.0005144% | 0%
693 | 134021.9184 | 4295.5743 | 138317.4927 | 131766.7293 | 101.7% | 2255.1891 | 165.7213 | 0.049491 | 16.59% | 10.74% | 1.961% | 1.863% | 8106.7556 | 1031.0555 | 135052.9738 | 131898.8281 | 134154.0172 | 132.0988 | 101.7% | 2255.1891 | 0.049522 | 16.59% | 10.74% | 1.959% | 1.862%
694 | 139921.5419 | 4484.6648 | 144406.2068 | 141843.111 | 98.65% | -1921.5691 | 489.0605 | 0.17093 | 13.08% | 7.401% | -1.553% | -1.475% | 24976.9844 | 1000 | 140921.5419 | 142507.3321 | 140921.5419 | 1000 | 98.89% | -1585.7902 | 0.15512 | 13.36% | 7.665% | -1.276% | -1.212%
695 | 124839.6182 | 6759.7351 | 131599.3533 | 125022.989 | 99.85% | -183.3708 | 298.6655 | 0.10552 | 14.46% | 8.717% | -0.1686% | -0.1597% | 13609.1316 | 2127.1784 | 126966.7966 | 127056.1037 | 126966.7966 | 2127.1784 | 99.93% | -89.3072 | 0.10243 | 14.55% | 8.8% | -0.08109% | -0.07653%
696 | 134088.5661 | 5150.7457 | 139239.3118 | 133964.2322 | 100.1% | 124.3339 | 260.5069 | 0.096811 | 14.74% | 8.977% | 0.1059% | 0.101% | 12749.8124 | 4133.6594 | 138222.2255 | 134156.4273 | 134280.7612 | 192.1951 | 100.1% | 124.3339 | 0.096815 | 14.74% | 8.977% | 0.1057% | 0.1009%
697 | 127182.4917 | 3315.9048 | 130498.3965 | 127650.4989 | 99.63% | -468.0072 | 347.7509 | 0.11636 | 14.21% | 8.477% | -0.4208% | -0.3992% | 16143.1554 | 2553.1452 | 129735.6369 | 127642.0208 | 127178.2526 | -4.2391 | 99.64% | -463.7681 | 0.11619 | 14.22% | 8.481% | -0.417% | -0.3956%
698 | 127365.3119 | 9959.2288 | 137324.5408 | 126853.1253 | 100.4% | 512.1866 | 242.2991 | 0.086126 | 15.1% | 9.316% | 0.4623% | 0.4396% | 11264.0818 | 7525.0296 | 134890.3415 | 124989.8114 | 126433.655 | -931.657 | 101.2% | 1443.8436 | 0.063495 | 15.96% | 10.13% | 1.324% | 1.258%
699 | 131719.62 | 6530.1175 | 138249.7375 | 131024.0651 | 100.5% | 695.5549 | 234.8586 | 0.081758 | 15.24% | 9.454% | 0.608% | 0.578% | 11291.4517 | 2639.8456 | 134359.4656 | 131665.7056 | 132361.2605 | 641.6405 | 100.5% | 695.5549 | 0.081847 | 15.24% | 9.451% | 0.6051% | 0.5752%
700 | 133293.9043 | 6376.0216 | 139669.9259 | 132070.1883 | 100.9% | 1223.7161 | 211.6905 | 0.069521 | 15.69% | 9.885% | 1.062% | 1.009% | 10299.223 | 2350.0512 | 135643.9556 | 131536.5581 | 133027.0893 | -266.8151 | 101.1% | 1490.5311 | 0.064075 | 15.93% | 10.11% | 1.298% | 1.234%
701 | 134826.7453 | 4521.9125 | 139348.6579 | 134708.9516 | 100.1% | 117.7937 | 260.8256 | 0.096995 | 14.73% | 8.971% | 0.09972% | 0.0952% | 12835.6877 | 5729.5472 | 140556.2925 | 138617.4032 | 138735.197 | 3908.4517 | 100.1% | 117.7937 | 0.09708 | 14.73% | 8.969% | 0.0969% | 0.09252%
702 | 133356.6566 | 7447.5986 | 140804.2552 | 131217.3956 | 101.6% | 2139.261 | 170.4739 | 0.050979 | 16.5% | 10.65% | 1.868% | 1.775% | 8297.8491 | 6579.4446 | 139936.1012 | 133882.1254 | 136021.3864 | 2664.7298 | 101.6% | 2139.261 | 0.051826 | 16.46% | 10.62% | 1.831% | 1.74%
703 | 134189.8028 | 4858.7682 | 139048.571 | 133917.5821 | 100.2% | 272.2207 | 254.0425 | 0.093015 | 14.87% | 9.098% | 0.2325% | 0.2213% | 12442.8186 | 1000 | 135189.8028 | 134436.17 | 134708.3907 | 518.5878 | 100.2% | 272.2207 | 0.093042 | 14.86% | 9.097% | 0.2316% | 0.2205%
704 | 136447.1708 | 4244.512 | 140691.6828 | 135215.2908 | 100.9% | 1231.8799 | 212.5969 | 0.06993 | 15.68% | 9.868% | 1.044% | 0.9919% | 10588.0084 | 1000 | 137447.1708 | 134265.7342 | 135972.3924 | -474.7783 | 101.3% | 1706.6583 | 0.060439 | 16.09% | 10.26% | 1.457% | 1.384%
705 | 135486.9098 | 5093.4928 | 140580.4026 | 134195.1215 | 101% | 1291.7883 | 209.5752 | 0.068571 | 15.74% | 9.924% | 1.103% | 1.048% | 10364.0625 | 1000 | 136486.9098 | 130326.8791 | 133552.7886 | -1934.1212 | 102.5% | 3225.9095 | 0.035486 | 17.47% | 11.57% | 2.837% | 2.695%
706 | 136120.1144 | 3861.5635 | 139981.6779 | 135761.7571 | 100.3% | 358.3573 | 250.488 | 0.09093 | 14.94% | 9.164% | 0.3021% | 0.2874% | 12445.207 | 1000 | 137120.1144 | 134738.5763 | 135608.524 | -511.5904 | 100.6% | 869.9477 | 0.077814 | 15.37% | 9.579% | 0.7396% | 0.703%
707 | 132049.9479 | 2507.2775 | 134557.2254 | 133923.814 | 98.6% | -1873.8661 | 489.0605 | 0.17383 | 13.03% | 7.353% | -1.604% | -1.523% | 23571.8493 | 1000 | 133049.9479 | 136906.6959 | 133049.9479 | 1000 | 97.18% | -3856.7479 | 0.28957 | 11.4% | 5.809% | -3.23% | -3.067%
708 | 134865.1823 | 4322.602 | 139187.7843 | 137310.2958 | 98.22% | -2445.1135 | 489.0605 | 0.19876 | 12.59% | 6.937% | -2.042% | -1.939% | 24074.3885 | 1375.1363 | 136240.3186 | 136647.5777 | 134533.8232 | -331.3591 | 98.45% | -2113.7545 | 0.18348 | 12.86% | 7.192% | -1.774% | -1.684%
709 | 130546.5935 | 6107.443 | 136654.0365 | 130925.6686 | 99.71% | -379.0751 | 330.5491 | 0.11256 | 14.3% | 8.561% | -0.3324% | -0.3152% | 15750.5013 | 2544.1731 | 133090.7666 | 133420.2782 | 133090.7666 | 2544.1731 | 99.75% | -329.5117 | 0.11046 | 14.35% | 8.607% | -0.2836% | -0.2689%
710 | 131159.2408 | 3058.8186 | 134218.0594 | 131749.5286 | 99.55% | -590.2879 | 365.9089 | 0.12037 | 14.12% | 8.388% | -0.5141% | -0.4878% | 17517.2 | 3533.5676 | 134692.8083 | 126818.3659 | 128693.6594 | -2465.5814 | 101.5% | 1875.2935 | 0.054966 | 16.33% | 10.49% | 1.695% | 1.61%
711 | 131775.9098 | 5525.7744 | 137301.6842 | 130759.6753 | 100.8% | 1016.2345 | 220.4358 | 0.073459 | 15.52% | 9.722% | 0.8904% | 0.8462% | 10602.5661 | 1758.9629 | 133534.8726 | 125313.3754 | 129052.7599 | -2723.1499 | 103% | 3739.3844 | 0.02892 | 18.05% | 12.13% | 3.42% | 3.249%
712 | 130860.7215 | 7134.6229 | 137995.3444 | 130822.9442 | 100% | 37.7773 | 264.252 | 0.099008 | 14.67% | 8.908% | 0.03259% | 0.03144% | 12621.7766 | 6550.3235 | 137411.045 | 131731.5184 | 131769.2958 | 908.5742 | 100% | 37.7773 | 0.099015 | 14.67% | 8.907% | 0.03236% | 0.03122%
713 | 132602.6838 | 4064.7224 | 136667.4062 | 132717.0113 | 99.91% | -114.3274 | 285.1691 | 0.10297 | 14.53% | 8.782% | -0.09926% | -0.09379% | 13802.1769 | 4043.7 | 136646.3838 | 133202.7831 | 133202.7831 | 600.0992 | 100% | 0 | 0.1 | 14.63% | 8.876% | -0.0005144% | 0%
714 | 143072.2052 | 781.8153 | 143854.0205 | 145379.3176 | 98.41% | -2307.1124 | 489.0605 | 0.1861 | 12.81% | 7.148% | -1.82% | -1.728% | 25539.4001 | 3186.6708 | 146258.876 | 146511.8105 | 146258.876 | 3186.6708 | 99.83% | -252.9346 | 0.1068 | 14.43% | 8.688% | -0.1984% | -0.188%
715 | 131490.9594 | 5879.9931 | 137370.9525 | 131244.2375 | 100.2% | 246.7219 | 254.939 | 0.09354 | 14.85% | 9.081% | 0.215% | 0.2047% | 12235.5912 | 4374.0283 | 135864.9877 | 129667.9274 | 130702.8044 | -788.1551 | 100.8% | 1034.877 | 0.072907 | 15.55% | 9.745% | 0.9144% | 0.8689%
716 | 138112.4002 | 1419.0697 | 139531.4699 | 137908.7953 | 100.1% | 203.6049 | 257.2996 | 0.094927 | 14.8% | 9.037% | 0.1687% | 0.1607% | 12970.7364 | 1000 | 139112.4002 | 138124.9303 | 138328.5352 | 216.135 | 100.1% | 203.6049 | 0.094935 | 14.8% | 9.037% | 0.1685% | 0.1605%
717 | 142159.6354 | 2865.3152 | 145024.9506 | 142566.4928 | 99.71% | -406.8574 | 329.6228 | 0.11235 | 14.31% | 8.565% | -0.3277% | -0.3107% | 17103.5542 | 3398.073 | 145557.7084 | 141298.5063 | 141525.6421 | -633.9932 | 100.2% | 227.1358 | 0.094476 | 14.82% | 9.051% | 0.1838% | 0.175%
718 | 143251.0992 | 1810.5106 | 145061.6098 | 143897.4758 | 99.55% | -646.3765 | 366.1678 | 0.12042 | 14.12% | 8.387% | -0.5154% | -0.4891% | 19145.69 | 1635.2431 | 144886.3423 | 141629.6037 | 142117.1632 | -1133.936 | 100.3% | 487.5595 | 0.088171 | 15.03% | 9.251% | 0.3941% | 0.3748%
719 | 141446.5934 | 4359.3598 | 145805.9532 | 141472.5485 | 99.98% | -25.9552 | 270.0391 | 0.10063 | 14.61% | 8.856% | -0.02155% | -0.01997% | 13941.5788 | 1225.0763 | 142671.6697 | 142015.16 | 142015.16 | 568.5666 | 100% | 0 | 0.1 | 14.63% | 8.876% | -0.0005144% | 0%
720 | 136605.5834 | 4792.8895 | 141398.4729 | 135552.2474 | 100.8% | 1053.336 | 220.4457 | 0.073462 | 15.52% | 9.722% | 0.8903% | 0.846% | 10991.6538 | 3795.321 | 140400.9044 | 135551.8397 | 136605.3796 | -0.20384 | 100.8% | 1053.5399 | 0.073458 | 15.52% | 9.722% | 0.8904% | 0.8462%
721 | 139181.138 | 5379.7744 | 144560.9124 | 136545.0406 | 101.9% | 2636.0974 | 152.8936 | 0.045474 | 16.85% | 10.98% | 2.213% | 2.102% | 7767.1679 | 3931.3908 | 143112.5288 | 136783.7211 | 139419.8185 | 238.6804 | 101.9% | 2636.0974 | 0.045535 | 16.84% | 10.97% | 2.209% | 2.098%
722 | 140021.7817 | 4487.8776 | 144509.6593 | 141261.3435 | 99.12% | -1239.5618 | 461.7289 | 0.14153 | 13.63% | 7.921% | -1.006% | -0.9554% | 23598.0155 | 5301.166 | 145322.9477 | 142472.0838 | 142472.0838 | 2450.3021 | 100% | 0 | 0.1 | 14.63% | 8.876% | -0.0005144% | 0%
723 | 132824.1259 | 5286.8656 | 138110.9915 | 133412.5288 | 99.56% | -588.4029 | 364.3451 | 0.12002 | 14.13% | 8.396% | -0.5061% | -0.4802% | 17663.7424 | 4262.6852 | 137086.8111 | 135298.5039 | 135298.5039 | 2474.378 | 100% | 0 | 0.1 | 14.63% | 8.876% | -0.0005144% | 0%
724 | 128910.0083 | 6008.7368 | 134918.7451 | 127894.0128 | 100.8% | 1015.9956 | 219.4298 | 0.073005 | 15.54% | 9.741% | 0.9101% | 0.8649% | 10324.6434 | 3647.1681 | 132557.1764 | 125110.6385 | 127518.3212 | -1391.6871 | 101.9% | 2407.6827 | 0.045586 | 16.84% | 10.97% | 2.206% | 2.095%
725 | 128638.5347 | 3859.9368 | 132498.4715 | 128397.8428 | 100.2% | 240.6918 | 254.9688 | 0.093559 | 14.85% | 9.08% | 0.2144% | 0.2041% | 11971.5683 | 1030.944 | 129669.4787 | 128349.0916 | 128614.1591 | -24.3756 | 100.2% | 265.0674 | 0.092904 | 14.87% | 9.101% | 0.2362% | 0.2249%
726 | 123350.2876 | 9289.1736 | 132639.4613 | 122977.6336 | 100.3% | 372.6541 | 248.1957 | 0.089587 | 14.98% | 9.206% | 0.3469% | 0.3299% | 11174.4788 | 5066.1008 | 128416.3885 | 124107.9474 | 124480.6015 | 1130.3138 | 100.3% | 372.6541 | 0.089682 | 14.98% | 9.203% | 0.3437% | 0.3269%
727 | 133894.9595 | 7285.0797 | 141180.0392 | 133012.2121 | 100.7% | 882.7474 | 227.0794 | 0.077195 | 15.39% | 9.599% | 0.7603% | 0.7226% | 11097.7492 | 6660.6507 | 140555.6102 | 133511.6355 | 134394.3829 | 499.4234 | 100.7% | 882.7474 | 0.077281 | 15.39% | 9.596% | 0.7574% | 0.7199%
728 | 127354.2706 | 7880.3345 | 135234.6052 | 125793.3688 | 101.2% | 1560.9018 | 193.2835 | 0.061237 | 16.06% | 10.23% | 1.422% | 1.351% | 8984.6484 | 5481.2838 | 132835.5545 | 126270.5239 | 127831.4258 | 477.1551 | 101.2% | 1560.9018 | 0.06136 | 16.05% | 10.22% | 1.417% | 1.346%
729 | 139126.3658 | 2589.9066 | 141716.2724 | 139599.6272 | 99.66% | -473.2614 | 341.5853 | 0.11499 | 14.24% | 8.507% | -0.3891% | -0.3691% | 17346.0867 | 3059.2429 | 142185.6087 | 144819.1915 | 142185.6087 | 3059.2429 | 98.18% | -2633.5828 | 0.20123 | 12.55% | 6.896% | -2.085% | -1.98%
730 | 135265.7688 | 3299.1651 | 138564.9339 | 133981.2855 | 101% | 1284.4833 | 209.8045 | 0.068674 | 15.73% | 9.92% | 1.098% | 1.044% | 10358.4678 | 1000 | 136265.7688 | 133685.5808 | 135117.9165 | -147.8523 | 101.1% | 1432.3357 | 0.065703 | 15.86% | 10.04% | 1.228% | 1.167%
731 | 130440.172 | 5055.8206 | 135495.9927 | 129665.9052 | 100.6% | 774.2669 | 230.9782 | 0.079482 | 15.32% | 9.526% | 0.684% | 0.6501% | 10997.0264 | 3412.4763 | 133852.6484 | 128601.9561 | 129908.1975 | -531.9745 | 101% | 1306.2414 | 0.067171 | 15.8% | 9.982% | 1.164% | 1.106%
732 | 131319.7298 | 6155.6123 | 137475.3422 | 128640.0021 | 102.1% | 2679.7277 | 143.9596 | 0.042676 | 17.02% | 11.14% | 2.387% | 2.268% | 6900.2264 | 1000 | 132319.7298 | 126724.307 | 130361.8823 | -957.8476 | 102.9% | 3637.5753 | 0.030352 | 17.92% | 12% | 3.29% | 3.125%
733 | 132160.8629 | 4968.4535 | 137129.3164 | 132028.946 | 100.1% | 131.9169 | 260.0944 | 0.096567 | 14.75% | 8.985% | 0.114% | 0.1088% | 12546.6178 | 3151.1138 | 135311.9767 | 134288.1503 | 134420.0672 | 2259.2043 | 100.1% | 131.9169 | 0.096624 | 14.75% | 8.983% | 0.1121% | 0.107%
734 | 139067.6547 | 1988.6917 | 141056.3464 | 139429.0611 | 99.74% | -361.4064 | 323.776 | 0.11106 | 14.34% | 8.594% | -0.2976% | -0.2822% | 16434.7685 | 1000 | 140067.6547 | 141126.4697 | 140067.6547 | 1000 | 99.25% | -1058.815 | 0.13526 | 13.77% | 8.059% | -0.8606% | -0.8169%
735 | 134300.1601 | 2892.7785 | 137192.9385 | 135290.6994 | 99.27% | -990.5393 | 429.2975 | 0.13437 | 13.79% | 8.079% | -0.8398% | -0.7971% | 21043.9727 | 1000 | 135300.1601 | 132000.9332 | 132655.277 | -1644.8831 | 100.5% | 654.3438 | 0.082966 | 15.2% | 9.416% | 0.5677% | 0.5397%
736 | 129892.8449 | 5904.2202 | 135797.0651 | 129698.2951 | 100.2% | 194.5498 | 257.1613 | 0.094846 | 14.8% | 9.04% | 0.1714% | 0.1633% | 12192.2472 | 3363.5788 | 133256.4237 | 127192.9652 | 128640.1799 | -1252.665 | 101.1% | 1447.2148 | 0.063953 | 15.94% | 10.11% | 1.304% | 1.239%
737 | 126583.0626 | 9765.0787 | 136348.1413 | 126343.0035 | 100.2% | 240.0591 | 254.8194 | 0.093471 | 14.85% | 9.083% | 0.2173% | 0.2069% | 11773.3756 | 5246.4166 | 131829.4792 | 122302.1741 | 124562.6479 | -2020.4147 | 101.8% | 2260.4738 | 0.046983 | 16.75% | 10.89% | 2.118% | 2.012%
738 | 139218.776 | 3076.658 | 142295.434 | 140230.2711 | 99.28% | -1011.4951 | 426.8771 | 0.13383 | 13.81% | 8.091% | -0.8274% | -0.7853% | 21691.6959 | 2911.7447 | 142130.5207 | 133740.847 | 135974.064 | -3244.712 | 101.7% | 2233.2169 | 0.050255 | 16.55% | 10.69% | 1.914% | 1.818%
739 | 135181.2101 | 4688.3657 | 139869.5758 | 134602.9614 | 100.4% | 578.2487 | 240.7886 | 0.085238 | 15.13% | 9.344% | 0.4919% | 0.4677% | 11880.7823 | 1536.6684 | 136717.8785 | 135665.5618 | 136243.8105 | 1062.6004 | 100.4% | 578.2487 | 0.085354 | 15.12% | 9.34% | 0.4881% | 0.4641%
740 | 134512.2832 | 3843.2081 | 138355.4913 | 135071.8865 | 99.59% | -559.6033 | 358.3787 | 0.11871 | 14.16% | 8.425% | -0.4754% | -0.4511% | 17595.3144 | 1000 | 135512.2832 | 133090.1012 | 133521.3906 | -990.8927 | 100.3% | 431.2893 | 0.088865 | 15% | 9.229% | 0.371% | 0.3528%
741 | 133629.7255 | 4454.3242 | 138084.0497 | 133719.1004 | 99.93% | -89.3749 | 280.8562 | 0.10231 | 14.56% | 8.803% | -0.07713% | -0.07277% | 13698.7175 | 3501.4561 | 137131.1816 | 139929.9022 | 137131.1816 | 3501.4561 | 98% | -2798.7206 | 0.21611 | 12.34% | 6.699% | -2.293% | -2.178%
742 | 123615.2418 | 6922.7302 | 130537.972 | 122293.9997 | 101.1% | 1321.2421 | 202.6762 | 0.065466 | 15.87% | 10.05% | 1.238% | 1.176% | 9144.6625 | 1930.8103 | 125546.0521 | 121825.8201 | 123381.152 | -234.0898 | 101.3% | 1555.3319 | 0.060292 | 16.1% | 10.27% | 1.463% | 1.39%
743 | 131477.4887 | 4896.4637 | 136373.9524 | 131362.6211 | 100.1% | 114.8676 | 260.8256 | 0.096995 | 14.73% | 8.971% | 0.09972% | 0.0952% | 12516.834 | 2546.7387 | 134024.2274 | 135438.594 | 134024.2274 | 2546.7387 | 98.96% | -1414.3666 | 0.15065 | 13.44% | 7.739% | -1.198% | -1.137%
744 | 132881.739 | 2416.0316 | 135297.7706 | 131962.2759 | 100.7% | 919.4631 | 225.1435 | 0.076058 | 15.43% | 9.635% | 0.7982% | 0.7586% | 10919.8746 | 2004.1791 | 134885.9181 | 133371.8878 | 134291.3509 | 1409.6119 | 100.7% | 919.4631 | 0.076311 | 15.42% | 9.627% | 0.7898% | 0.7506%
745 | 128259.9023 | 3946.4585 | 132206.3609 | 128311.4387 | 99.96% | -51.5363 | 274.9098 | 0.10139 | 14.59% | 8.832% | -0.04656% | -0.04373% | 12869.8628 | 3777.5347 | 132037.4371 | 130132.7214 | 130132.7214 | 1872.8191 | 100% | 0 | 0.1 | 14.63% | 8.876% | -0.0005144% | 0%
746 | 133333.7727 | 4933.1209 | 138266.8936 | 132130.0013 | 100.9% | 1203.7714 | 212.5969 | 0.06993 | 15.68% | 9.868% | 1.044% | 0.9919% | 10346.4153 | 2322.7289 | 135656.5015 | 134133.6053 | 135337.3767 | 2003.604 | 100.9% | 1203.7714 | 0.070289 | 15.66% | 9.853% | 1.028% | 0.9771%
747 | 132222.9846 | 4970.7889 | 137193.7735 | 130678.4091 | 101.2% | 1544.5756 | 196.7304 | 0.062789 | 15.99% | 10.16% | 1.354% | 1.287% | 9494.4811 | 1000 | 133222.9846 | 128412.2154 | 131089.8878 | -1133.0969 | 102.1% | 2677.6724 | 0.042638 | 17.02% | 11.15% | 2.39% | 2.27%
748 | 134337.8578 | 2838.1238 | 137175.9816 | 134395.645 | 99.96% | -57.7872 | 275.5373 | 0.10148 | 14.58% | 8.829% | -0.0498% | -0.04681% | 13510.5063 | 1989.932 | 136327.7898 | 134441.5784 | 134441.5784 | 103.7206 | 100% | 0 | 0.1 | 14.63% | 8.876% | -0.0005144% | 0%
749 | 130084.6166 | 4980.335 | 135064.9517 | 127620.8078 | 101.9% | 2463.8088 | 152.8936 | 0.045474 | 16.85% | 10.98% | 2.213% | 2.102% | 7259.5257 | 2246.3324 | 132330.949 | 126107.3755 | 129327.9005 | -756.7161 | 102.6% | 3220.525 | 0.034344 | 17.56% | 11.66% | 2.927% | 2.78%
750 | 138511.7984 | 6160.8198 | 144672.6181 | 138911.923 | 99.71% | -400.1246 | 330.2104 | 0.11248 | 14.3% | 8.563% | -0.3307% | -0.3136% | 16694.3852 | 2835.7141 | 141347.5124 | 137207.2489 | 137659.4613 | -852.337 | 100.3% | 452.2124 | 0.088675 | 15.01% | 9.235% | 0.3773% | 0.3588%
751 | 137434.8467 | 3949.2772 | 141384.1239 | 140267.7658 | 97.98% | -2832.919 | 489.0605 | 0.21782 | 12.32% | 6.677% | -2.316% | -2.199% | 24533.0918 | 3333.4859 | 140768.3326 | 144749.3652 | 140768.3326 | 3333.4859 | 97.25% | -3981.0326 | 0.28192 | 11.48% | 5.882% | -3.153% | -2.994%
752 | 145941.2751 | 3658.045 | 149599.3201 | 146598.0902 | 99.55% | -656.8151 | 365.9089 | 0.12037 | 14.12% | 8.388% | -0.5141% | -0.4878% | 19491.4403 | 3703.9236 | 149645.1987 | 147498.6975 | 147498.6975 | 1557.4224 | 100% | 0 | 0.1 | 14.63% | 8.876% | -0.0005144% | 0%
753 | 138017.39 | 2352.5691 | 140369.9591 | 141275 | 97.69% | -3257.61 | 489.0605 | 0.24275 | 11.99% | 6.366% | -2.644% | -2.511% | 24637.0798 | 1000 | 139017.39 | 147489.2114 | 139017.39 | 1000 | 94.26% | -8471.8215 | 0.77199 | 8.048% | 2.622% | -6.585% | -6.254%
754 | 132819.213 | 5178.3074 | 137997.5204 | 132931.7047 | 99.92% | -112.4917 | 284.8304 | 0.10292 | 14.54% | 8.784% | -0.09752% | -0.09214% | 13808.297 | 3444.9171 | 136264.1302 | 132659.445 | 132683.0832 | -136.1298 | 100% | 23.6382 | 0.099388 | 14.65% | 8.896% | 0.01991% | 0.0194%
755 | 129378.9118 | 6687.3161 | 136066.2279 | 128525.938 | 100.7% | 852.9738 | 227.0794 | 0.077195 | 15.39% | 9.599% | 0.7603% | 0.7226% | 10723.4411 | 2109.5206 | 131488.4324 | 131832.1831 | 131488.4324 | 2109.5206 | 99.74% | -343.7506 | 0.11114 | 14.33% | 8.592% | -0.2994% | -0.2839%
756 | 136749.4349 | 5307.4831 | 142056.918 | 135987.897 | 100.6% | 761.5379 | 233.1553 | 0.080757 | 15.27% | 9.486% | 0.6414% | 0.6097% | 11637.6094 | 2177.9045 | 138927.3395 | 139009.2038 | 138927.3395 | 2177.9045 | 99.94% | -81.8644 | 0.10203 | 14.57% | 8.812% | -0.06802% | -0.06412%
757 | 134656.2665 | 4379.1188 | 139035.3852 | 134597.3005 | 100% | 58.966 | 263.3755 | 0.098495 | 14.68% | 8.924% | 0.04971% | 0.0477% | 12944.7837 | 6551.5289 | 141207.7953 | 134822.0813 | 134881.0472 | 224.7808 | 100% | 58.966 | 0.098497 | 14.68% | 8.924% | 0.04962% | 0.04762%
758 | 130976.2105 | 4017.6752 | 134993.8856 | 129277.8693 | 101.3% | 1698.3411 | 189.0154 | 0.059316 | 16.14% | 10.31% | 1.505% | 1.43% | 9036.1299 | 2579.0697 | 133555.2802 | 127439.586 | 130057.0688 | -919.1417 | 102.1% | 2617.4828 | 0.043212 | 16.99% | 11.11% | 2.354% | 2.236%
759 | 127148.2803 | 5928.6549 | 133076.9352 | 125975.2609 | 100.9% | 1173.0195 | 211.4215 | 0.0694 | 15.7% | 9.89% | 1.067% | 1.014% | 9811.8879 | 4480.7317 | 131629.012 | 123664.7741 | 125993.0369 | -1155.2434 | 101.9% | 2328.2628 | 0.046351 | 16.79% | 10.93% | 2.158% | 2.05%
760 | 134647.944 | 4345.1808 | 138993.1248 | 133432.308 | 100.9% | 1215.636 | 212.5969 | 0.06993 | 15.68% | 9.868% | 1.044% | 0.9919% | 10448.3922 | 3699.7239 | 138347.6679 | 132663.0691 | 134263.3246 | -384.6194 | 101.2% | 1600.2555 | 0.062149 | 16.02% | 10.19% | 1.382% | 1.313%
761 | 136591.6973 | 4209.975 | 140801.6723 | 136616.7616 | 99.98% | -25.0643 | 270.0391 | 0.10063 | 14.61% | 8.856% | -0.02155% | -0.01997% | 13463.0596 | 1000 | 137591.6973 | 136503.6638 | 136535.1484 | -56.5489 | 100% | 31.4846 | 0.099207 | 14.66% | 8.901% | 0.02593% | 0.02511%
762 | 134881.6988 | 5822.2316 | 140703.9304 | 132424.1163 | 101.9% | 2457.5825 | 157.2688 | 0.046844 | 16.76% | 10.9% | 2.127% | 2.021% | 7742.6314 | 4171.3774 | 139053.0762 | 130111.6155 | 133725.4484 | -1156.2504 | 102.8% | 3613.8329 | 0.031524 | 17.82% | 11.9% | 3.183% | 3.024%
763 | 123130.3908 | 5610.4664 | 128740.8572 | 119923.2089 | 102.7% | 3207.1819 | 109.3364 | 0.032824 | 17.7% | 11.79% | 3.065% | 2.912% | 4913.8608 | 5442.8008 | 128573.1915 | 119875.2244 | 123106.3985 | -23.9922 | 102.7% | 3231.1741 | 0.032558 | 17.72% | 11.81% | 3.089% | 2.935%
764 | 127618.502 | 8768.6962 | 136387.1982 | 125674.811 | 101.5% | 1943.691 | 175.3745 | 0.053177 | 16.41% | 10.56% | 1.772% | 1.684% | 8169.076 | 4819.2523 | 132437.7542 | 124032.4601 | 126797.3265 | -821.1755 | 102.2% | 2764.8665 | 0.039999 | 17.19% | 11.3% | 2.555% | 2.427%
765 | 130092.9197 | 10187.9997 | 140280.9194 | 129743.1861 | 100.3% | 349.7336 | 250.1602 | 0.090737 | 14.94% | 9.17% | 0.3085% | 0.2935% | 11878.5862 | 5443.1539 | 135536.0736 | 129384.3057 | 129913.4794 | -179.4402 | 100.4% | 529.1738 | 0.085946 | 15.1% | 9.321% | 0.4683% | 0.4453%
766 | 131720.7707 | 5484.8476 | 137205.6184 | 131139.9183 | 100.4% | 580.8524 | 240.0082 | 0.08478 | 15.14% | 9.358% | 0.5072% | 0.4822% | 11539.1321 | 2302.421 | 134023.1917 | 130813.083 | 131557.3531 | -163.4177 | 100.6% | 744.2701 | 0.080449 | 15.29% | 9.496% | 0.6517% | 0.6195%
767 | 120985.5142 | 8397.1075 | 129382.6217 | 119053.9501 | 101.6% | 1931.5641 | 170.9421 | 0.051178 | 16.49% | 10.64% | 1.859% | 1.766% | 7548.7527 | 3227.5068 | 124213.021 | 117123.9892 | 120020.5337 | -964.9805 | 102.5% | 2896.5445 | 0.035526 | 17.47% | 11.57% | 2.834% | 2.693%
768 | 133330.1267 | 4053.1524 | 137383.2791 | 133586.1511 | 99.81% | -256.0244 | 308.7057 | 0.10773 | 14.41% | 8.668% | -0.2202% | -0.2087% | 15023.3172 | 3285.6255 | 136615.7522 | 132826.8422 | 132950.4723 | -379.6545 | 100.1% | 123.63 | 0.096802 | 14.74% | 8.978% | 0.1062% | 0.1013%
769 | 126593.0516 | 4950.5663 | 131543.6179 | 126291.5998 | 100.2% | 301.4518 | 251.9675 | 0.091798 | 14.91% | 9.136% | 0.2731% | 0.2599% | 11642.5287 | 2093.5226 | 128686.5742 | 125082.9568 | 125988.7301 | -604.3215 | 100.7% | 905.7734 | 0.075117 | 15.46% | 9.665% | 0.8296% | 0.7884%
770 | 131143.1145 | 3997.7805 | 135140.895 | 130623.7907 | 100.4% | 519.3238 | 242.6676 | 0.086339 | 15.09% | 9.309% | 0.4552% | 0.4329% | 11615.8284 | 2195.4799 | 133338.5944 | 132692.8775 | 133212.2013 | 2069.0868 | 100.4% | 519.3238 | 0.086552 | 15.08% | 9.302% | 0.4481% | 0.4261%
771 | 125367.725 | 7082.9223 | 132450.6474 | 124976.7888 | 100.3% | 390.9363 | 247.6276 | 0.089251 | 14.99% | 9.217% | 0.3581% | 0.3406% | 11331.2456 | 5471.1829 | 130838.9079 | 125287.7792 | 125678.7154 | 310.9904 | 100.3% | 390.9363 | 0.089278 | 14.99% | 9.216% | 0.3572% | 0.3397%
772 | 136640.2937 | 4214.6507 | 140854.9444 | 134827.2176 | 101.3% | 1813.0761 | 187.1976 | 0.058498 | 16.17% | 10.34% | 1.541% | 1.464% | 9336.2385 | 3723.505 | 140363.7986 | 131846.5771 | 135149.9734 | -1490.3203 | 102.5% | 3303.3964 | 0.034953 | 17.5% | 11.6% | 2.872% | 2.728%
773 | 138980.2611 | 5386.8318 | 144367.0929 | 138671.2996 | 100.2% | 308.9615 | 252.8983 | 0.092344 | 14.89% | 9.119% | 0.2549% | 0.2426% | 12828.971 | 3691.4621 | 142671.7232 | 137719.6533 | 138504.4379 | -475.8232 | 100.6% | 784.7846 | 0.080419 | 15.29% | 9.497% | 0.6527% | 0.6204%
774 | 133196.9608 | 4098.368 | 137295.3288 | 132748.9888 | 100.3% | 447.972 | 246.1841 | 0.088404 | 15.02% | 9.244% | 0.3863% | 0.3674% | 11968.7038 | 2675.0466 | 135872.0075 | 131149.4092 | 132397.171 | -799.7898 | 101% | 1247.7618 | 0.068866 | 15.72% | 9.912% | 1.09% | 1.036%
775 | 138957.9767 | 3919.1196 | 142877.0963 | 139439.8709 | 99.65% | -481.8942 | 343.0495 | 0.11532 | 14.24% | 8.5% | -0.3967% | -0.3763% | 17399.3556 | 3367.2303 | 142325.2069 | 141431.3623 | 141431.3623 | 2473.3856 | 100% | 0 | 0.1 | 14.63% | 8.876% | -0.0005144% | 0%
776 | 132907.2219 | 4013.4647 | 136920.6866 | 131882.4031 | 100.8% | 1024.8188 | 220.4457 | 0.073462 | 15.52% | 9.722% | 0.8903% | 0.846% | 10694.0736 | 3661.8668 | 136569.0887 | 132571.7681 | 133596.5868 | 689.3649 | 100.8% | 1024.8188 | 0.073568 | 15.52% | 9.718% | 0.8856% | 0.8416%
777 | 129479.9865 | 4149.9996 | 133629.9861 | 128238.8961 | 101% | 1241.0904 | 209.2721 | 0.068434 | 15.74% | 9.93% | 1.109% | 1.054% | 9890.238 | 3360.7238 | 132840.7103 | 130336.7739 | 131577.8643 | 2097.8778 | 101% | 1241.0904 | 0.068845 | 15.72% | 9.913% | 1.091% | 1.037%
778 | 129860.432 | 6790.0879 | 136650.5199 | 128582.7241 | 101% | 1277.7079 | 207.756 | 0.067752 | 15.77% | 9.958% | 1.139% | 1.082% | 9847.4369 | 2679.3077 | 132539.7396 | 128713.9278 | 129991.6357 | 131.2038 | 101% | 1277.7079 | 0.067778 | 15.77% | 9.957% | 1.137% | 1.081%
779 | 128279.1552 | 7211.2257 | 135490.3808 | 128467.5781 | 99.85% | -188.4229 | 298.6655 | 0.10552 | 14.46% | 8.717% | -0.1686% | -0.1597% | 13984.0856 | 6314.0573 | 134593.2124 | 129894.3408 | 129894.3408 | 1615.1857 | 100% | 0 | 0.1 | 14.63% | 8.876% | -0.0005144% | 0%
780 | 131965.6914 | 6423.2055 | 138388.8969 | 130925.6126 | 100.8% | 1040.0787 | 219.4298 | 0.073005 | 15.54% | 9.741% | 0.9101% | 0.8649% | 10569.3788 | 2828.2653 | 134793.9567 | 133667.1685 | 134707.2473 | 2741.5559 | 100.8% | 1040.0787 | 0.073434 | 15.52% | 9.723% | 0.8915% | 0.8472%
781 | 139814.008 | 3195.7488 | 143009.7567 | 140462.1263 | 99.54% | -648.1183 | 368.897 | 0.12103 | 14.1% | 8.374% | -0.5295% | -0.5024% | 18825.5941 | 2569.9013 | 142383.9093 | 137570.6484 | 138368.269 | -1445.7389 | 100.6% | 797.6206 | 0.080077 | 15.3% | 9.507% | 0.6641% | 0.6313%
782 | 132036.9792 | 7043.7062 | 139080.6854 | 131998.8623 | 100% | 38.1169 | 264.252 | 0.099008 | 14.67% | 8.908% | 0.03259% | 0.03144% | 12735.229 | 1678.8472 | 133715.8264 | 131392.1923 | 131733.6442 | -303.335 | 100.3% | 341.4519 | 0.09107 | 14.93% | 9.159% | 0.2974% | 0.2829%
783 | 135673.5312 | 6173.881 | 141847.4122 | 134957.0973 | 100.5% | 716.4338 | 234.8586 | 0.081758 | 15.24% | 9.454% | 0.608% | 0.578% | 11630.3943 | 2660.5805 | 138334.1117 | 137214.9829 | 137931.4167 | 2257.8855 | 100.5% | 716.4338 | 0.082059 | 15.23% | 9.445% | 0.598% | 0.5685%
784 | 129345.1155 | 6692.0322 | 136037.1476 | 127962.6305 | 101.1% | 1382.485 | 202.6762 | 0.065466 | 15.87% | 10.05% | 1.238% | 1.176% | 9568.5403 | 7655.2695 | 137000.385 | 130610.5627 | 131993.0476 | 2647.9321 | 101.1% | 1382.485 | 0.066044 | 15.85% | 10.03% | 1.213% | 1.152%
785 | 134625.6633 | 6321.7098 | 140947.3732 | 134373.0596 | 100.2% | 252.6037 | 254.939 | 0.09354 | 14.85% | 9.081% | 0.215% | 0.2047% | 12527.2839 | 3315.9317 | 137941.595 | 132850.3175 | 133864.2922 | -761.3711 | 100.8% | 1013.9748 | 0.073826 | 15.51% | 9.707% | 0.8744% | 0.831%
786 | 131430.2879 | 6113.1238 | 137543.4118 | 129468.6787 | 101.5% | 1961.6093 | 177.2172 | 0.054007 | 16.37% | 10.53% | 1.736% | 1.65% | 8501.4726 | 1653.436 | 133083.724 | 128808.3172 | 131100.1072 | -330.1807 | 101.8% | 2291.79 | 0.048249 | 16.67% | 10.81% | 2.039% | 1.937%
787 | 132957.9122 | 5153.4074 | 138111.3196 | 132045.6634 | 100.7% | 912.2487 | 225.4892 | 0.076261 | 15.42% | 9.628% | 0.7914% | 0.7522% | 10942.9113 | 1000 | 133957.9122 | 133520.9731 | 133957.9122 | 1000 | 100.3% | 436.939 | 0.088755 | 15.01% | 9.232% | 0.3746% | 0.3563%
788 | 136132.8161 | 5276.4657 | 141409.2819 | 133890.8824 | 101.7% | 2241.9338 | 167.8911 | 0.05017 | 16.55% | 10.7% | 1.919% | 1.823% | 8342.2529 | 3149.3845 | 139282.2007 | 129082.4775 | 133728.6137 | -2404.2024 | 103.6% | 4646.1362 | 0.021937 | 18.76% | 12.8% | 4.126% | 3.919%
789 | 133671.1848 | 5649.9532 | 139321.138 | 132053.2384 | 101.2% | 1617.9464 | 194.1998 | 0.061649 | 16.04% | 10.21% | 1.404% | 1.334% | 9475.0065 | 2018.9207 | 135690.1056 | 134300.814 | 135690.1056 | 2018.9207 | 101% | 1389.2916 | 0.066677 | 15.82% | 10% | 1.185% | 1.126%
790 | 116701.5609 | 5822.0898 | 122523.6508 | 114260.6201 | 102.1% | 2440.9408 | 140.8414 | 0.041701 | 17.08% | 11.2% | 2.448% | 2.326% | 5999.292 | 2186.2712 | 118887.8321 | 113619.9141 | 116381.2079 | -320.353 | 102.4% | 2761.2938 | 0.03631 | 17.42% | 11.52% | 2.785% | 2.646%
791 | 137719.8716 | 4414.0984 | 142133.97 | 137430.1618 | 100.2% | 289.7098 | 253.6007 | 0.092756 | 14.87% | 9.106% | 0.2411% | 0.2295% | 12747.9396 | 2110.4101 | 139830.2817 | 139284.3368 | 139574.0466 | 1854.1751 | 100.2% | 289.7098 | 0.092853 | 14.87% | 9.103% | 0.2379% | 0.2265%
792 | 134282.5324 | 6103.7515 | 140386.2839 | 133887.6142 | 100.3% | 394.9182 | 248.6726 | 0.089864 | 14.97% | 9.197% | 0.3376% | 0.3211% | 12188.2194 | 1103.3623 | 135385.8947 | 136108.6933 | 135385.8947 | 1103.3623 | 99.47% | -722.7987 | 0.12446 | 14.02% | 8.298% | -0.6093% | -0.5782%
793 | 135195.1542 | 4022.9366 | 139218.0908 | 136210.7929 | 99.25% | -1015.6388 | 432.3055 | 0.13503 | 13.78% | 8.064% | -0.8553% | -0.8118% | 21332.6494 | 3617.5856 | 138812.7398 | 134588.6617 | 134384.0886 | -811.0656 | 99.85% | -204.5731 | 0.10578 | 14.46% | 8.711% | -0.1748% | -0.1655%
794 | 137932.2881 | 5423.0209 | 143355.309 | 137804.3901 | 100.1% | 127.898 | 260.5069 | 0.096811 | 14.74% | 8.977% | 0.1059% | 0.101% | 13115.2927 | 5080.7799 | 143013.068 | 138550.8007 | 138678.6987 | 746.4106 | 100.1% | 127.898 | 0.096828 | 14.74% | 8.977% | 0.1053% | 0.1005%
795 | 129567.0007 | 3723.1897 | 133290.1904 | 129444.6299 | 100.1% | 122.3708 | 260.4094 | 0.096752 | 14.74% | 8.979% | 0.1079% | 0.1029% | 12315.2698 | 4633.7184 | 134200.7191 | 129954.4553 | 130076.8262 | 509.8254 | 100.1% | 122.3708 | 0.096764 | 14.74% | 8.979% | 0.1074% | 0.1025%
796 | 130794.266 | 5500.9057 | 136295.1717 | 130864.3638 | 99.95% | -70.0977 | 277.8979 | 0.10185 | 14.57% | 8.818% | -0.06192% | -0.05832% | 13266.82 | 3372.288 | 134166.554 | 129993.8537 | 130359.011 | -435.255 | 100.3% | 365.1573 | 0.090348 | 14.95% | 9.182% | 0.3215% | 0.3058%
797 | 132284.9437 | 5267.7347 | 137552.6784 | 131805.3549 | 100.4% | 479.5888 | 244.6398 | 0.087497 | 15.05% | 9.272% | 0.4166% | 0.3962% | 11812.1891 | 2368.6232 | 134653.5669 | 129566.0322 | 131165.2823 | -1119.6614 | 101.2% | 1599.2502 | 0.061409 | 16.05% | 10.22% | 1.414% | 1.344%
798 | 130708.5709 | 7493.4442 | 138202.0152 | 129311.5129 | 101.1% | 1397.058 | 202.6762 | 0.065466 | 15.87% | 10.05% | 1.238% | 1.176% | 9669.4044 | 4403.48 | 135112.0509 | 130219.4172 | 131616.4753 | 907.9043 | 101.1% | 1397.058 | 0.065665 | 15.86% | 10.04% | 1.229% | 1.168%
799 | 133305.1603 | 4539.2905 | 137844.4509 | 133188.696 | 100.1% | 116.4644 | 260.8256 | 0.096995 | 14.73% | 8.971% | 0.09972% | 0.0952% | 12690.8308 | 2153.5662 | 135458.7265 | 135110.256 | 135226.7204 | 1921.5601 | 100.1% | 116.4644 | 0.097038 | 14.73% | 8.97% | 0.0983% | 0.09385%
800 | 133586.0324 | 1689.1573 | 135275.1897 | 133007.7234 | 100.4% | 578.309 | 240.4863 | 0.08506 | 15.13% | 9.35% | 0.4979% | 0.4734% | 11725.8464 | 4817.9078 | 138403.9402 | 133400.0183 | 133978.3274 | 392.295 | 100.4% | 578.309 | 0.085103 | 15.13% | 9.348% | 0.4964% | 0.472%
801 | 131135.9087 | 6146.9957 | 137282.9045 | 129352.4417 | 101.4% | 1783.4671 | 185.206 | 0.057601 | 16.21% | 10.38% | 1.58% | 1.501% | 8864.813 | 1000 | 132135.9087 | 131870.2937 | 132135.9087 | 1000 | 100.2% | 265.6151 | 0.093079 | 14.86% | 9.095% | 0.2304% | 0.2193%
802 | 131400.3498 | 4043.0877 | 135443.4374 | 130539.6297 | 100.7% | 860.72 | 227.334 | 0.077343 | 15.39% | 9.594% | 0.7553% | 0.7179% | 10903.1969 | 1947.0579 | 133347.4077 | 131204.202 | 132064.9221 | 664.5723 | 100.7% | 860.72 | 0.077458 | 15.38% | 9.59% | 0.7515% | 0.7142%
803 | 136529.0331 | 5132.6704 | 141661.7035 | 135011.4867 | 101.1% | 1517.5464 | 200.1241 | 0.064316 | 15.92% | 10.1% | 1.288% | 1.224% | 9972.8044 | 1000 | 137529.0331 | 132974.3631 | 135510.4713 | -1018.5618 | 101.9% | 2536.1082 | 0.045902 | 16.82% | 10.95% | 2.186% | 2.077%
804 | 133560.8967 | 2821.7091 | 136382.6058 | 133851.3391 | 99.78% | -290.4424 | 314.3633 | 0.10898 | 14.38% | 8.64% | -0.2493% | -0.2362% | 15325.1245 | 1374.1833 | 134935.08 | 128649.4979 | 130959.9761 | -2600.9206 | 101.8% | 2310.4782 | 0.047942 | 16.69% | 10.83% | 2.058% | 1.955%
805 | 134263.5518 | 2925.412 | 137188.9638 | 135253.8211 | 99.27% | -990.2693 | 429.2975 | 0.13437 | 13.79% | 8.079% | -0.8398% | -0.7971% | 21038.2364 | 1000 | 135263.5518 | 137346.6318 | 135263.5518 | 1000 | 98.48% | -2083.08 | 0.18151 | 12.89% | 7.225% | -1.739% | -1.651%
806 | 131956.756 | 6051.8791 | 138008.6351 | 131452.2182 | 100.4% | 504.5378 | 243.4645 | 0.086811 | 15.07% | 9.294% | 0.4395% | 0.4179% | 11726.2748 | 3088.0212 | 135044.7772 | 131753.5914 | 132258.1292 | 301.3732 | 100.4% | 504.5378 | 0.086841 | 15.07% | 9.293% | 0.4385% | 0.4169%
807 | 135152.2262 | 4980.394 | 140132.6201 | 135750.9424 | 99.56% | -598.7162 | 364.3451 | 0.12002 | 14.13% | 8.396% | -0.5061% | -0.4802% | 17973.3471 | 1000 | 136152.2262 | 137565.5763 | 136152.2262 | 1000 | 98.97% | -1413.3501 | 0.14954 | 13.46% | 7.758% | -1.178% | -1.119%
808 | 128371.4275 | 6190.5097 | 134561.9372 | 127359.6767 | 100.8% | 1011.7508 | 219.4298 | 0.073005 | 15.54% | 9.741% | 0.9101% | 0.8649% | 10281.5075 | 5305.01 | 133676.4375 | 127741.6448 | 128753.3956 | 381.9681 | 100.8% | 1011.7508 | 0.073067 | 15.54% | 9.739% | 0.9074% | 0.8623%
809 | 133961.8059 | 4235.7104 | 138197.5163 | 133711.1538 | 100.2% | 250.6521 | 254.9688 | 0.093559 | 14.85% | 9.08% | 0.2144% | 0.2041% | 12466.9712 | 4257.9292 | 138219.735 | 131268.0552 | 132740.2566 | -1221.5493 | 101.1% | 1472.2014 | 0.064382 | 15.92% | 10.1% | 1.285% | 1.221%
810 | 130661.1842 | 7713.3959 | 138374.5801 | 130501.9217 | 100.1% | 159.2624 | 258.8036 | 0.095806 | 14.77% | 9.009% | 0.1394% | 0.1329% | 12342.6897 | 4229.0343 | 134890.2184 | 131505.3191 | 131664.5815 | 1003.3974 | 100.1% | 159.2624 | 0.095838 | 14.77% | 9.008% | 0.1383% | 0.1319%
811 | 137339.9656 | 3359.7055 | 140699.6711 | 137824.0714 | 99.65% | -484.1058 | 344.3145 | 0.1156 | 14.23% | 8.494% | -0.4032% | -0.3824% | 17260.1719 | 2311.6923 | 139651.6579 | 133142.9204 | 134999.3901 | -2340.5755 | 101.4% | 1856.4697 | 0.057191 | 16.23% | 10.39% | 1.598% | 1.518%
812 | 136332.7884 | 3634.2447 | 139967.0331 | 136491.8398 | 99.88% | -159.0514 | 291.9422 | 0.10403 | 14.5% | 8.749% | -0.1341% | -0.1269% | 14527.4726 | 1000 | 137332.7884 | 138299.194 | 137332.7884 | 1000 | 99.3% | -966.4057 | 0.13272 | 13.83% | 8.115% | -0.8015% | -0.7608%
813 | 131041.4059 | 5263.2283 | 136304.6342 | 130873.3403 | 100.1% | 168.0657 | 258.4251 | 0.095587 | 14.78% | 9.016% | 0.1467% | 0.1398% | 12360.5031 | 1853.7393 | 132895.1452 | 132649.0704 | 132817.136 | 1775.7301 | 100.1% | 168.0657 | 0.095646 | 14.78% | 9.014% | 0.1447% | 0.1379%
814 | 132395.1685 | 4364.289 | 136759.4575 | 130638.4208 | 101.3% | 1756.7477 | 187.1976 | 0.058498 | 16.17% | 10.34% | 1.541% | 1.464% | 9046.1813 | 2670.1391 | 135065.3075 | 132274.0292 | 134030.7769 | 1635.6084 | 101.3% | 1756.7477 | 0.058936 | 16.16% | 10.32% | 1.522% | 1.446%
815 | 129865.3944 | 2848.3605 | 132713.7549 | 130237.066 | 99.71% | -371.6716 | 329.6228 | 0.11235 | 14.31% | 8.565% | -0.3277% | -0.3107% | 15624.4057 | 1337.1226 | 131202.5169 | 130941.8806 | 130941.8806 | 1076.4862 | 100% | 0 | 0.1 | 14.63% | 8.876% | -0.0005144% | 0%
816 | 135320.209 | 4936.871 | 140257.0799 | 134098.5036 | 100.9% | 1221.7054 | 212.5969 | 0.06993 | 15.68% | 9.868% | 1.044% | 0.9919% | 10500.5585 | 4500.2591 | 139820.4681 | 135232.0029 | 136453.7083 | 1133.4993 | 100.9% | 1221.7054 | 0.070131 | 15.67% | 9.86% | 1.035% | 0.9836%
817 | 134037.2039 | 4911.4978 | 138948.7017 | 134061.7994 | 99.98% | -24.5956 | 270.0391 | 0.10063 | 14.61% | 8.856% | -0.02155% | -0.01997% | 13211.2778 | 4058.8739 | 138096.0777 | 135048.4556 | 135048.4556 | 1011.2517 | 100% | 0 | 0.1 | 14.63% | 8.876% | -0.0005144% | 0%
818 | 131994.5311 | 3994.7023 | 135989.2334 | 130976.7498 | 100.8% | 1017.7812 | 220.4457 | 0.073462 | 15.52% | 9.722% | 0.8903% | 0.846% | 10620.6361 | 2455.5784 | 134450.1095 | 134380.3834 | 134450.1095 | 2455.5784 | 100.1% | 69.7261 | 0.098217 | 14.69% | 8.933% | 0.05897% | 0.05649%
819 | 136089.6501 | 4361.8478 | 140451.4979 | 135593.4778 | 100.4% | 496.1723 | 244.517 | 0.087426 | 15.05% | 9.275% | 0.419% | 0.3984% | 12145.824 | 1000 | 137089.6501 | 134456.265 | 135521.0437 | -568.6064 | 100.8% | 1064.7787 | 0.07307 | 15.54% | 9.738% | 0.9073% | 0.8622%
820 | 131126.3262 | 4314.6898 | 135441.0159 | 132036.1602 | 99.31% | -909.8341 | 419.6856 | 0.13225 | 13.84% | 8.126% | -0.7904% | -0.7502% | 20086.618 | 4109.8878 | 135236.214 | 131117.4915 | 130666.9918 | -459.3344 | 99.66% | -450.4997 | 0.11522 | 14.24% | 8.502% | -0.3944% | -0.3741%
821 | 137986.9918 | 4638.1639 | 142625.1557 | 139023.6039 | 99.25% | -1036.6121 | 432.3055 | 0.13503 | 13.78% | 8.064% | -0.8553% | -0.8118% | 21773.1778 | 5095.0497 | 143082.0415 | 141015.0248 | 141015.0248 | 3028.033 | 100% | 0 | 0.1 | 14.63% | 8.876% | -0.0005144% | 0%
822 | 129271.7822 | 5083.7218 | 134355.504 | 128765.3965 | 100.4% | 506.3857 | 242.9162 | 0.086487 | 15.08% | 9.304% | 0.4503% | 0.4282% | 11461.8075 | 1000 | 130271.7822 | 126659.2813 | 128218.7246 | -1053.0576 | 101.2% | 1559.4433 | 0.061491 | 16.04% | 10.22% | 1.411% | 1.34%
823 | 132994.9021 | 4612.54 | 137607.4421 | 132314.6622 | 100.5% | 680.2399 | 235.8396 | 0.082334 | 15.22% | 9.436% | 0.5888% | 0.5597% | 11448.3952 | 1682.4213 | 134677.3234 | 135486.3468 | 134677.3234 | 1682.4213 | 99.4% | -809.0235 | 0.12771 | 13.95% | 8.226% | -0.685% | -0.6501%
824 | 135384.5996 | 8812.0154 | 144196.615 | 135163.4318 | 100.2% | 221.1678 | 256.3633 | 0.094377 | 14.82% | 9.054% | 0.1871% | 0.1782% | 12668.2888 | 7160.8996 | 142545.4992 | 130743.3517 | 133174.5596 | -2210.04 | 101.9% | 2431.2078 | 0.046776 | 16.76% | 10.9% | 2.131% | 2.025%
825 | 125063.6748 | 8417.211 | 133480.8857 | 123962.1511 | 100.9% | 1101.5237 | 213.9117 | 0.070522 | 15.65% | 9.844% | 1.018% | 0.9675% | 9764.6911 | 5559.824 | 130623.4988 | 124595.6056 | 125697.1293 | 633.4545 | 100.9% | 1101.5237 | 0.070641 | 15.65% | 9.839% | 1.013% | 0.9626%
826 | 131534.1476 | 3674.1382 | 135208.2858 | 131070.0805 | 100.4% | 464.0671 | 245.2118 | 0.087834 | 15.04% | 9.262% | 0.4054% | 0.3855% | 11772.6119 | 4136.5705 | 135670.7181 | 130978.0922 | 131488.1535 | -45.9941 | 100.4% | 510.0613 | 0.086619 | 15.08% | 9.3% | 0.4459% | 0.424%
827 | 130423.4992 | 7839.4451 | 138262.9443 | 129978.1259 | 100.3% | 445.3733 | 245.8849 | 0.088226 | 15.03% | 9.249% | 0.3923% | 0.3731% | 11705.2448 | 2990.9303 | 133414.4295 | 128790.026 | 129829.4492 | -594.05 | 100.8% | 1039.4232 | 0.072671 | 15.56% | 9.755% | 0.9247% | 0.8787%
828 | 137963.9467 | 4073.91 | 142037.8568 | 136549.1704 | 101% | 1414.7763 | 205.2759 | 0.066634 | 15.82% | 10% | 1.187% | 1.128% | 10337.0462 | 6174.9082 | 144138.8549 | 137520.3364 | 138935.1127 | 971.166 | 101% | 1414.7763 | 0.066827 | 15.81% | 9.996% | 1.179% | 1.12%
829 | 129309.3194 | 6661.3931 | 135970.7125 | 127513.806 | 101.4% | 1795.5133 | 183.4923 | 0.056828 | 16.25% | 10.41% | 1.614% | 1.533% | 8660.4515 | 3044.0601 | 132353.3795 | 126849.4258 | 128977.1293 | -332.1901 | 101.7% | 2127.7035 | 0.050117 | 16.56% | 10.7% | 1.922% | 1.826%
830 | 140557.937 | 2195.4627 | 142753.3996 | 140892.4616 | 99.76% | -334.5246 | 318.9152 | 0.10999 | 14.36% | 8.618% | -0.2727% | -0.2585% | 16361.5146 | 1000 | 141557.937 | 145198.9264 | 141557.937 | 1000 | 97.49% | -3640.9894 | 0.26032 | 11.76% | 6.146% | -2.875% | -2.73%
831 | 124119.7677 | 4666.1567 | 128785.9244 | 123918.9305 | 100.2% | 200.8372 | 256.4545 | 0.094431 | 14.82% | 9.053% | 0.1853% | 0.1765% | 11618.3437 | 3057.3156 | 127177.0833 | 126552.1532 | 126752.9904 | 2633.2227 | 100.2% | 200.8372 | 0.094547 | 14.81% | 9.049% | 0.1814% | 0.1728%
832 | 130559.0092 | 5966.5217 | 136525.531 | 127828.2247 | 102.1% | 2730.7845 | 140.8414 | 0.041701 | 17.08% | 11.2% | 2.448% | 2.326% | 6711.6636 | 6493.9605 | 137052.9697 | 129793.9222 | 132524.7067 | 1965.6975 | 102.1% | 2730.7845 | 0.042295 | 17.04% | 11.17% | 2.411% | 2.291%
833 | 143859.5453 | 2731.5104 | 146591.0557 | 145267.8496 | 99.03% | -1408.3043 | 482.2475 | 0.14606 | 13.52% | 7.821% | -1.112% | -1.056% | 25322.2049 | 3928.1545 | 147787.6998 | 142739.5939 | 142595.4175 | -1264.1278 | 99.9% | -144.1765 | 0.10349 | 14.52% | 8.766% | -0.1163% | -0.11%
834 | 137119.4381 | 4906.9413 | 142026.3794 | 138070.8561 | 99.31% | -951.4179 | 419.6856 | 0.13225 | 13.84% | 8.126% | -0.7904% | -0.7502% | 21004.6743 | 1744.0167 | 138863.4548 | 135299.6861 | 135733.8532 | -1385.585 | 100.3% | 434.1671 | 0.088973 | 15% | 9.226% | 0.3673% | 0.3494%
835 | 132656.8473 | 7053.7316 | 139710.5789 | 132851.7004 | 99.85% | -194.8531 | 298.6655 | 0.10552 | 14.46% | 8.717% | -0.1686% | -0.1597% | 14461.3106 | 3836.6132 | 136493.4605 | 134626.0475 | 134626.0475 | 1969.2003 | 100% | 0 | 0.1 | 14.63% | 8.876% | -0.0005144% | 0%
836 | 137848.45 | 7049.0685 | 144897.5185 | 136721.7476 | 100.8% | 1126.7024 | 217.6877 | 0.072222 | 15.58% | 9.773% | 0.9442% | 0.8972% | 10952.886 | 3775.0898 | 141623.5399 | 139686.4153 | 140813.1177 | 2964.6677 | 100.8% | 1126.7024 | 0.072683 | 15.56% | 9.754% | 0.9241% | 0.8782%
837 | 134150.6959 | 3854.9051 | 138005.6009 | 134049.0201 | 100.1% | 101.6757 | 261.5036 | 0.097394 | 14.72% | 8.959% | 0.08643% | 0.08258% | 12804.5255 | 4332.5263 | 138483.2222 | 134091.3788 | 134193.0545 | 42.3587 | 100.1% | 101.6757 | 0.097394 | 14.72% | 8.959% | 0.08641% | 0.08256%
838 | 127151.726 | 5429.6363 | 132581.3623 | 127219.8716 | 99.95% | -68.1456 | 277.8979 | 0.10185 | 14.57% | 8.818% | -0.06192% | -0.05832% | 12897.3472 | 1000 | 128151.726 | 124339.2642 | 125711.4223 | -1440.3037 | 101.1% | 1372.1581 | 0.064856 | 15.9% | 10.08% | 1.265% | 1.202%
839 | 131784.5302 | 6735.9833 | 138520.5135 | 130915.6965 | 100.7% | 868.8337 | 227.0794 | 0.077195 | 15.39% | 9.599% | 0.7603% | 0.7226% | 10922.8284 | 4136.5688 | 135921.099 | 133097.5992 | 133966.4329 | 2181.9027 | 100.7% | 868.8337 | 0.077569 | 15.38% | 9.587% | 0.7478% | 0.7107%
840 | 135164.1371 | 3775.5346 | 138939.6717 | 134793.2906 | 100.3% | 370.8465 | 249.8344 | 0.090546 | 14.95% | 9.176% | 0.3149% | 0.2995% | 12325.5568 | 1000 | 136164.1371 | 134024.6778 | 134779.8307 | -384.3064 | 100.6% | 755.1529 | 0.080639 | 15.28% | 9.49% | 0.6454% | 0.6135%
841 | 126784.1868 | 7924.0117 | 134708.1985 | 126337.6757 | 100.4% | 446.5112 | 245.2489 | 0.087855 | 15.04% | 9.261% | 0.4046% | 0.3848% | 11349.1962 | 6008.8395 | 132793.0263 | 125475.6846 | 126353.1913 | -430.9956 | 100.7% | 877.5067 | 0.075969 | 15.43% | 9.638% | 0.8012% | 0.7614%
842 | 135479.766 | 4155.821 | 139635.587 | 134018.0012 | 101.1% | 1461.7648 | 202.0736 | 0.065194 | 15.88% | 10.06% | 1.25% | 1.188% | 9992.5603 | 1426.7523 | 136906.5183 | 133651.7608 | 135296.6458 | -183.1202 | 101.2% | 1644.885 | 0.061504 | 16.04% | 10.22% | 1.41% | 1.34%
843 | 138594.7308 | 3241.2303 | 141835.9611 | 138761.9024 | 99.88% | -167.1715 | 292.8287 | 0.10423 | 14.49% | 8.745% | -0.1386% | -0.1312% | 14813.3473 | 1000 | 139594.7308 | 139505.6615 | 139505.6615 | 910.9307 | 100% | 0 | 0.1 | 14.63% | 8.876% | -0.0005144% | 0%
844 | 129775.0481 | 5030.0406 | 134805.0887 | 127578.5729 | 101.7% | 2196.4752 | 165.1262 | 0.049304 | 16.61% | 10.75% | 1.973% | 1.874% | 7821.6779 | 2390.3389 | 132165.387 | 125604.9737 | 128788.2485 | -986.7996 | 102.5% | 3183.2748 | 0.034589 | 17.54% | 11.64% | 2.905% | 2.759%
845 | 133568.4909 | 3987.1191 | 137555.6101 | 133900.2678 | 99.75% | -331.7768 | 321.2261 | 0.1105 | 14.35% | 8.606% | -0.2846% | -0.2698% | 15660.5737 | 4255.5767 | 137824.0676 | 136424.44 | 136424.44 | 2855.9491 | 100% | 0 | 0.1 | 14.63% | 8.876% | -0.0005144% | 0%
846 | 127970.9189 | 7472.7544 | 135443.6733 | 124720.4539 | 102.6% | 3250.465 | 113.3285 | 0.033683 | 17.62% | 11.71% | 2.987% | 2.838% | 5293.5058 | 2698.3647 | 130669.2836 | 127644.1248 | 130669.2836 | 2698.3647 | 102.4% | 3025.1588 | 0.037416 | 17.35% | 11.46% | 2.716% | 2.58%
847 | 126027.0084 | 4039.3272 | 130066.3356 | 123933.974 | 101.7% | 2093.0344 | 167.0489 | 0.049906 | 16.57% | 10.71% | 1.935% | 1.839% | 7684.2261 | 1000 | 127027.0084 | 123470.9316 | 125795.4872 | -231.5212 | 101.9% | 2324.5556 | 0.046352 | 16.79% | 10.93% | 2.158% | 2.05%
848 | 127131.7438 | 7426.0791 | 134557.8228 | 125813.9123 | 101% | 1317.8315 | 204.6086 | 0.066335 | 15.83% | 10.02% | 1.2% | 1.14% | 9494.4685 | 1878.362 | 129010.1057 | 127190.714 | 128508.5455 | 1376.8018 | 101% | 1317.8315 | 0.066634 | 15.82% | 10% | 1.187% | 1.128%
849 | 128358.3118 | 6293.5715 | 134651.8833 | 128662.7042 | 99.76% | -304.3924 | 318.726 | 0.10995 | 14.36% | 8.619% | -0.2717% | -0.2576% | 14932.5622 | 3383.6347 | 131741.9465 | 134122.7459 | 131741.9465 | 3383.6347 | 98.22% | -2380.7995 | 0.19839 | 12.6% | 6.944% | -2.035% | -1.933%
850 | 131608.8737 | 2908.4834 | 134517.3571 | 132207.396 | 99.55% | -598.5223 | 366.9547 | 0.1206 | 14.11% | 8.383% | -0.5195% | -0.4929% | 17627.4914 | 3570.0973 | 135178.9711 | 135647.5883 | 135178.9711 | 3570.0973 | 99.65% | -468.6173 | 0.11531 | 14.24% | 8.5% | -0.3965% | -0.3761%
851 | 134316.6566 | 4658.3812 | 138975.0377 | 133987.9935 | 100.2% | 328.6631 | 251.5812 | 0.091571 | 14.91% | 9.143% | 0.2807% | 0.2671% | 12333.9126 | 1000 | 135316.6566 | 138427.1101 | 135316.6566 | 1000 | 97.75% | -3110.4536 | 0.23762 | 12.06% | 6.43% | -2.576% | -2.446%
852 | 134650.0866 | 6848.0117 | 141498.0983 | 134681.0747 | 99.98% | -30.9881 | 271.075 | 0.10079 | 14.61% | 8.851% | -0.02689% | -0.02505% | 13322.5974 | 6617.1295 | 141267.2161 | 137027.4814 | 137027.4814 | 2377.3948 | 100% | 0 | 0.1 | 14.63% | 8.876% | -0.0005144% | 0%
853 | 134879.592 | 6504.5391 | 141384.131 | 134167.3506 | 100.5% | 712.2414 | 234.8586 | 0.081758 | 15.24% | 9.454% | 0.608% | 0.578% | 11562.3352 | 3982.5753 | 138862.1673 | 134554.7015 | 135266.9429 | 387.351 | 100.5% | 712.2414 | 0.081811 | 15.24% | 9.453% | 0.6063% | 0.5763%
854 | 130703.9426 | 5983.3181 | 136687.2607 | 129504.004 | 100.9% | 1199.9387 | 211.6905 | 0.069521 | 15.69% | 9.885% | 1.062% | 1.009% | 10099.1043 | 1383.0371 | 132086.9797 | 129811.0113 | 131010.95 | 307.0073 | 100.9% | 1199.9387 | 0.069579 | 15.69% | 9.883% | 1.059% | 1.006%
855 | 141881.1642 | 4938.1573 | 146819.3215 | 141757.2072 | 100.1% | 123.957 | 260.8256 | 0.096995 | 14.73% | 8.971% | 0.09972% | 0.0952% | 13507.2779 | 1964.7145 | 143845.8787 | 141870.5566 | 141994.5136 | 113.3494 | 100.1% | 123.957 | 0.096998 | 14.73% | 8.971% | 0.09964% | 0.09513%
856 | 146319.0168 | 405.5123 | 146724.5291 | 146713.1125 | 99.73% | -394.0957 | 325.8776 | 0.11153 | 14.32% | 8.584% | -0.3084% | -0.2925% | 17403.964 | 2721.8763 | 149040.8931 | 149252.9064 | 149040.8931 | 2721.8763 | 99.86% | -212.0132 | 0.10529 | 14.47% | 8.722% | -0.1633% | -0.1547%
857 | 131008.0328 | 4208.1427 | 135216.1755 | 130742.2667 | 100.2% | 265.7661 | 254.0425 | 0.093015 | 14.87% | 9.098% | 0.2325% | 0.2213% | 12147.7874 | 1000 | 132008.0328 | 129869.7203 | 130571.7596 | -436.2732 | 100.5% | 702.0393 | 0.081425 | 15.25% | 9.465% | 0.6192% | 0.5886%
858 | 131701.1497 | 4052.3431 | 135753.4927 | 130761.2716 | 100.7% | 939.8781 | 223.8545 | 0.075301 | 15.46% | 9.659% | 0.8234% | 0.7826% | 10760.8934 | 2539.0774 | 134240.227 | 128973.0053 | 130807.0165 | -894.1331 | 101.4% | 1834.0112 | 0.056461 | 16.26% | 10.42% | 1.63% | 1.548%
859 | 138541.3106 | 5208.3199 | 143749.6306 | 137835.7692 | 100.5% | 705.5414 | 235.9706 | 0.082411 | 15.22% | 9.433% | 0.5863% | 0.5573% | 11932.4613 | 3480.9385 | 142022.2491 | 138994.3501 | 139699.8915 | 1158.5809 | 100.5% | 705.5414 | 0.082558 | 15.21% | 9.429% | 0.5814% | 0.5527%
860 | 135260.6236 | 2857.6188 | 138118.2424 | 135504.286 | 99.82% | -243.6624 | 306.0662 | 0.10715 | 14.43% | 8.68% | -0.2066% | -0.1958% | 15110.5269 | 6195.8176 | 141456.4412 | 137211.9077 | 137211.9077 | 1951.284 | 100% | 0 | 0.1 | 14.63% | 8.876% | -0.0005144% | 0%
861 | 136069.011 | 2583.5888 | 138652.5999 | 137233.1603 | 99.15% | -1164.1492 | 455.2147 | 0.14009 | 13.66% | 7.953% | -0.9729% | -0.9236% | 22608.3237 | 1000 | 137069.011 | 139650.2647 | 137069.011 | 1000 | 98.15% | -2581.2537 | 0.20317 | 12.51% | 6.864% | -2.119% | -2.012%
862 | 127945.8281 | 5815.7195 | 133761.5475 | 127850.0267 | 100.1% | 95.8013 | 261.5573 | 0.097425 | 14.72% | 8.958% | 0.08538% | 0.08158% | 12214.7862 | 1154.1154 | 129099.9434 | 125611.3073 | 126826.4683 | -1119.3597 | 101% | 1215.161 | 0.068445 | 15.74% | 9.929% | 1.108% | 1.053%
863 | 129378.3155 | 5087.3075 | 134465.6231 | 129951.4537 | 99.56% | -573.1381 | 364.3451 | 0.12002 | 14.13% | 8.396% | -0.5061% | -0.4802% | 17205.4981 | 4144.9479 | 133523.2635 | 127463.9108 | 128134.5441 | -1243.7715 | 100.5% | 670.6333 | 0.081921 | 15.24% | 9.449% | 0.6026% | 0.5728%
864 | 133100.6729 | 3582.9129 | 136683.5858 | 133699.6983 | 99.55% | -599.0254 | 365.9089 | 0.12037 | 14.12% | 8.388% | -0.5141% | -0.4878% | 17776.4914 | 1382.8304 | 134483.5032 | 133946.9745 | 133946.9745 | 846.3016 | 100% | 0 | 0.1 | 14.63% | 8.876% | -0.0005144% | 0%
865 | 128501.827 | 5993.6103 | 134495.4373 | 127510.8417 | 100.8% | 990.9853 | 220.4358 | 0.073459 | 15.52% | 9.722% | 0.8904% | 0.8462% | 10339.1365 | 3391.6589 | 131893.4859 | 126979.7787 | 128236.2955 | -265.5315 | 101% | 1256.5168 | 0.067861 | 15.77% | 9.954% | 1.134% | 1.077%
866 | 123469.797 | 9527.7521 | 132997.5491 | 123096.7819 | 100.3% | 373.0151 | 248.1957 | 0.089587 | 14.98% | 9.206% | 0.3469% | 0.3299% | 11185.3053 | 8036.9959 | 131506.793 | 121092.5014 | 122467.6568 | -1002.1403 | 101.1% | 1375.1554 | 0.06401 | 15.93% | 10.11% | 1.301% | 1.236%
867 | 130096.6792 | 5847.0418 | 135943.7209 | 129461.7616 | 100.5% | 634.9175 | 237.2262 | 0.083148 | 15.2% | 9.41% | 0.5617% | 0.534% | 11264.7563 | 3855.728 | 133952.4071 | 132199.7982 | 132834.7158 | 2738.0366 | 100.5% | 634.9175 | 0.083497 | 15.18% | 9.399% | 0.55% | 0.5229%
868 | 134928.2339 | 6443.396 | 141371.6299 | 133689.5138 | 100.9% | 1238.7202 | 211.6905 | 0.069521 | 15.69% | 9.885% | 1.062% | 1.009% | 10425.5027 | 6468.6619 | 141396.8958 | 135433.5003 | 136672.2205 | 1743.9866 | 100.9% | 1238.7202 | 0.069836 | 15.68% | 9.872% | 1.048% | 0.9958%
869 | 135340.6381 | 7646.3637 | 142987.0018 | 134924.4865 | 100.3% | 416.1516 | 247.8837 | 0.089402 | 14.99% | 9.212% | 0.3531% | 0.3358% | 12245.2916 | 1708.024 | 137048.6621 | 130883.1824 | 133319.986 | -2020.6521 | 101.9% | 2436.8037 | 0.046734 | 16.77% | 10.9% | 2.134% | 2.027%
870 | 135726.8025 | 5098.0992 | 140824.9018 | 133813.6256 | 101.4% | 1913.1769 | 182.2174 | 0.056258 | 16.27% | 10.43% | 1.638% | 1.557% | 9027.0993 | 4206.2962 | 139933.0987 | 138133.3099 | 139933.0987 | 4206.2962 | 101.3% | 1799.7888 | 0.0596 | 16.13% | 10.29% | 1.493% | 1.419%
871 | 127217.2373 | 5602.828 | 132820.0653 | 126043.5816 | 100.9% | 1173.6556 | 211.4215 | 0.0694 | 15.7% | 9.89% | 1.067% | 1.014% | 9817.2093 | 2394.5523 | 129611.7895 | 126694.5653 | 127868.221 | 650.9837 | 100.9% | 1173.6556 | 0.069526 | 15.69% | 9.885% | 1.061% | 1.009%
872 | 137874.162 | 3157.4236 | 141031.5856 | 138064.0645 | 99.86% | -189.9025 | 296.6336 | 0.10507 | 14.48% | 8.726% | -0.1582% | -0.1498% | 14927.8097 | 1000 | 138874.162 | 135546.2384 | 136615.249 | -1258.913 | 100.8% | 1069.0106 | 0.073156 | 15.54% | 9.735% | 0.9036% | 0.8587%
873 | 137235.1122 | 5159.2147 | 142394.3269 | 136218.1486 | 100.7% | 1016.9636 | 222.2268 | 0.074346 | 15.49% | 9.689% | 0.8553% | 0.8128% | 11131.5237 | 3143.649 | 140378.7612 | 137076.3914 | 138093.3549 | 858.2427 | 100.7% | 1016.9636 | 0.074507 | 15.48% | 9.684% | 0.8499% | 0.8077%
874 | 141800.0102 | 3617.0004 | 145417.0107 | 141839.1958 | 99.97% | -39.1856 | 272.1109 | 0.10095 | 14.6% | 8.846% | -0.03218% | -0.03008% | 14083.6424 | 1264.3911 | 143064.4013 | 145496.4684 | 143064.4013 | 1264.3911 | 98.33% | -2432.0671 | 0.19162 | 12.72% | 7.056% | -1.917% | -1.82%
875 | 141632.5348 | 4539.5043 | 146172.0391 | 140744.8562 | 100.6% | 887.6786 | 229.012 | 0.078328 | 15.36% | 9.563% | 0.7225% | 0.6867% | 11838.9778 | 1000 | 142632.5348 | 138223.2486 | 140371.731 | -1260.8038 | 101.6% | 2148.4824 | 0.052973 | 16.41% | 10.57% | 1.781% | 1.692%
876 | 131757.9461 | 5988.9975 | 137746.9436 | 131319.9328 | 100.3% | 438.0133 | 246.4131 | 0.088539 | 15.02% | 9.239% | 0.3818% | 0.3632% | 11850.413 | 3849.7729 | 135607.719 | 128654.0078 | 130424.9836 | -1332.9625 | 101.4% | 1770.9758 | 0.05766 | 16.21% | 10.37% | 1.577% | 1.499%
877 | 132259.9834 | 6187.6016 | 138447.585 | 132653.1127 | 99.7% | -393.1293 | 332.0631 | 0.11289 | 14.29% | 8.554% | -0.3402% | -0.3227% | 16030.3105 | 4461.0991 | 136721.0825 | 131414.9608 | 131640.9075 | -619.0759 | 100.2% | 225.9466 | 0.094092 | 14.83% | 9.063% | 0.1966% | 0.1872%
878 | 140193.0794 | 3524.0791 | 143717.1585 | 140824.0244 | 99.55% | -630.9451 | 365.9089 | 0.12037 | 14.12% | 8.388% | -0.5141% | -0.4878% | 18723.73 | 1000 | 141193.0794 | 143949.5739 | 141193.0794 | 1000 | 98.09% | -2756.4945 | 0.20869 | 12.44% | 6.791% | -2.196% | -2.085%
879 | 132763.7702 | 3815.0509 | 136578.8211 | 133217.5784 | 99.66% | -453.8082 | 341.9539 | 0.11508 | 14.24% | 8.505% | -0.391% | -0.3709% | 16570.6658 | 1609.2169 | 134372.9871 | 132916.2073 | 132613.0846 | -150.6855 | 99.77% | -303.1226 | 0.10953 | 14.37% | 8.628% | -0.2619% | -0.2483%
880 | 130551.2244 | 7407.4528 | 137958.6772 | 130513.5364 | 100% | 37.688 | 264.252 | 0.099008 | 14.67% | 8.908% | 0.03259% | 0.03144% | 12591.925 | 6235.7845 | 136787.0088 | 132951.5596 | 132989.2476 | 2438.0233 | 100% | 37.688 | 0.099026 | 14.67% | 8.907% | 0.03198% | 0.03086%
881 | 139014.4546 | 2297.2123 | 141311.6669 | 139876.5726 | 99.38% | -862.118 | 403.4599 | 0.12866 | 13.93% | 8.205% | -0.707% | -0.671% | 20471.6688 | 1103.4651 | 140117.9197 | 143533.3466 | 140117.9197 | 1103.4651 | 97.62% | -3415.4269 | 0.24916 | 11.91% | 6.285% | -2.728% | -2.591%
882 | 128552.0383 | 6245.376 | 134797.4143 | 127371.8554 | 100.9% | 1180.183 | 211.6905 | 0.069521 | 15.69% | 9.885% | 1.062% | 1.009% | 9932.8331 | 1707.6978 | 130259.7361 | 127194.6979 | 128463.4596 | -88.5788 | 101% | 1268.7617 | 0.067651 | 15.78% | 9.962% | 1.143% | 1.086%
883 | 132726.9434 | 3193.8905 | 135920.8339 | 132945.0279 | 99.84% | -218.0844 | 302.5501 | 0.10637 | 14.44% | 8.698% | -0.1886% | -0.1786% | 14657.1424 | 2058.4102 | 134785.3536 | 134661.0077 | 134661.0077 | 1934.0643 | 100% | 0 | 0.1 | 14.63% | 8.876% | -0.0005144% | 0%
884 | 134378.1102 | 3277.5149 | 137655.6251 | 133190.3841 | 100.9% | 1187.7262 | 213.7252 | 0.070439 | 15.66% | 9.847% | 1.022% | 0.9709% | 10482.7947 | 1000 | 135378.1102 | 135674.615 | 135378.1102 | 1000 | 99.78% | -296.5048 | 0.10906 | 14.38% | 8.638% | -0.251% | -0.2379%
885 | 142274.1079 | 3553.1449 | 145827.2527 | 142445.7174 | 99.88% | -171.6096 | 292.8287 | 0.10423 | 14.49% | 8.745% | -0.1386% | -0.1312% | 15206.6083 | 3493.2193 | 145767.3272 | 141082.6995 | 141592.5989 | -681.509 | 100.4% | 509.8994 | 0.087581 | 15.05% | 9.27% | 0.4138% | 0.3935%
886 | 125986.844 | 4671.8501 | 130658.6941 | 124849.4026 | 100.9% | 1137.4414 | 212.5969 | 0.06993 | 15.68% | 9.868% | 1.044% | 0.9919% | 9776.3094 | 2506.2102 | 128493.0542 | 126183.455 | 127320.8964 | 1334.0525 | 100.9% | 1137.4414 | 0.070184 | 15.67% | 9.858% | 1.033% | 0.9814%
887 | 133997.1593 | 6622.8906 | 140620.0499 | 131637.2655 | 101.8% | 2359.8938 | 160.9617 | 0.048001 | 16.69% | 10.83% | 2.055% | 1.952% | 7872.4675 | 3917.1904 | 137914.3497 | 134032.6246 | 136392.5184 | 2395.3591 | 101.8% | 2359.8938 | 0.048589 | 16.65% | 10.79% | 2.018% | 1.917%
888 | 132665.3679 | 4416.6072 | 137081.9751 | 131642.414 | 100.8% | 1022.9539 | 220.4457 | 0.073462 | 15.52% | 9.722% | 0.8903% | 0.846% | 10674.6134 | 4190.3189 | 136855.6868 | 133237.6628 | 134260.6167 | 1595.2488 | 100.8% | 1022.9539 | 0.073707 | 15.51% | 9.712% | 0.8796% | 0.8359%
889 | 132657.3346 | 4868.2357 | 137525.5702 | 130144.7983 | 101.9% | 2512.5362 | 152.8936 | 0.045474 | 16.85% | 10.98% | 2.213% | 2.102% | 7403.0993 | 1371.2191 | 134028.5536 | 129367.3702 | 132268.6205 | -388.7141 | 102.2% | 2901.2503 | 0.039751 | 17.2% | 11.32% | 2.57% | 2.442%
890 | 130230.0077 | 6342.8745 | 136572.8822 | 129732.0721 | 100.4% | 497.9356 | 243.4645 | 0.086811 | 15.07% | 9.294% | 0.4395% | 0.4179% | 11572.8281 | 2842.0574 | 133072.0651 | 130632.8804 | 131130.816 | 900.8083 | 100.4% | 497.9356 | 0.086902 | 15.07% | 9.291% | 0.4364% | 0.415%
891 | 132306.3029 | 5355.7716 | 137662.0746 | 132892.4119 | 99.56% | -586.1089 | 364.3451 | 0.12002 | 14.13% | 8.396% | -0.5061% | -0.4802% | 17594.8793 | 1718.6074 | 134024.9103 | 134097.6812 | 134024.9103 | 1718.6074 | 99.95% | -72.7709 | 0.10187 | 14.57% | 8.817% | -0.06272% | -0.05908%
892 | 128247.8925 | 7171.391 | 135419.2835 | 126838.2084 | 101.1% | 1409.6841 | 200.8634 | 0.064649 | 15.91% | 10.09% | 1.274% | 1.21% | 9402.5127 | 5055.019 | 133302.9115 | 128104.6009 | 129514.285 | 1266.3926 | 101.1% | 1409.6841 | 0.064938 | 15.89% | 10.07% | 1.261% | 1.198%
893 | 134145.2933 | 4652.4379 | 138797.7312 | 133805.3028 | 100.3% | 339.9905 | 251.0658 | 0.091269 | 14.92% | 9.153% | 0.2908% | 0.2766% | 12292.9438 | 1000 | 135145.2933 | 133991.3348 | 134331.3253 | 186.032 | 100.3% | 339.9905 | 0.091281 | 14.92% | 9.152% | 0.2904% | 0.2763%
894 | 135583.7543 | 3695.3274 | 139279.0817 | 136524.861 | 99.31% | -941.1067 | 419.7454 | 0.13226 | 13.84% | 8.126% | -0.7907% | -0.7505% | 20772.3878 | 1184.8973 | 136768.6516 | 140890.1252 | 136768.6516 | 1184.8973 | 97.07% | -4121.4736 | 0.30198 | 11.28% | 5.691% | -3.354% | -3.185%
895 | 131539.0455 | 5911.8672 | 137450.9127 | 131001.2118 | 100.4% | 537.8336 | 241.9035 | 0.085892 | 15.1% | 9.323% | 0.4701% | 0.447% | 11614.2106 | 2667.0928 | 134206.1383 | 132158.4457 | 132696.2793 | 1157.2338 | 100.4% | 537.8336 | 0.086016 | 15.1% | 9.319% | 0.466% | 0.4431%
896 | 128917.7141 | 5859.8961 | 134777.6102 | 127940.4389 | 100.8% | 977.2752 | 221.2148 | 0.07381 | 15.51% | 9.708% | 0.8751% | 0.8317% | 10409.2562 | 4393 | 133310.714 | 122147.6693 | 126021.3293 | -2896.3848 | 103.2% | 3873.66 | 0.026559 | 18.27% | 12.33% | 3.635% | 3.453%
897 | 137049.2729 | 4456.1847 | 141505.4576 | 136989.2591 | 100% | 60.0139 | 263.3755 | 0.098495 | 14.68% | 8.924% | 0.04971% | 0.0477% | 13174.8283 | 2335.011 | 139384.2839 | 138079.5672 | 138139.581 | 1090.3081 | 100% | 60.0139 | 0.098507 | 14.68% | 8.924% | 0.04931% | 0.04732%
898 | 134842.8111 | 2531.7799 | 137374.591 | 133867.2262 | 100.7% | 975.5849 | 223.2646 | 0.074958 | 15.47% | 9.67% | 0.8349% | 0.7935% | 10988.5521 | 1941.7728 | 136784.5839 | 131640.9194 | 133729.6577 | -1113.1534 | 101.6% | 2088.7383 | 0.05212 | 16.45% | 10.6% | 1.818% | 1.728%
899 | 132153.7441 | 6197.754 | 138351.498 | 130318.7347 | 101.4% | 1835.0094 | 183.4923 | 0.056828 | 16.25% | 10.41% | 1.614% | 1.533% | 8850.9559 | 4304.2841 | 136458.0281 | 130549.7587 | 132384.768 | 231.024 | 101.4% | 1835.0094 | 0.056894 | 16.24% | 10.41% | 1.611% | 1.53%
900 | 129921.9282 | 4915.087 | 134837.0152 | 128748.9598 | 100.9% | 1172.9684 | 212.5969 | 0.06993 | 15.68% | 9.868% | 1.044% | 0.9919% | 10081.6635 | 3597.5225 | 133519.4507 | 131632.655 | 132805.6234 | 2883.6952 | 100.9% | 1172.9684 | 0.070456 | 15.65% | 9.846% | 1.021% | 0.9702%
901 | 135403.7706 | 4474.8164 | 139878.5871 | 135428.6169 | 99.98% | -24.8463 | 270.0391 | 0.10063 | 14.61% | 8.856% | -0.02155% | -0.01997% | 13345.9725 | 2879.6664 | 138283.437 | 132678.2651 | 134028.5947 | -1375.1759 | 101% | 1350.3296 | 0.067117 | 15.8% | 9.984% | 1.166% | 1.108%
902 | 122505.4315 | 4837.2419 | 127342.6733 | 120493.6678 | 101.7% | 2011.7637 | 168.1731 | 0.050259 | 16.55% | 10.69% | 1.913% | 1.818% | 7519.771 | 1000 | 123505.4315 | 121077.4496 | 123089.2133 | 583.7818 | 101.7% | 2011.7637 | 0.050407 | 16.54% | 10.69% | 1.904% | 1.809%
903 | 137524.0339 | 2611.2158 | 140135.2497 | 142156.7825 | 96.74% | -4632.7487 | 489.0605 | 0.34021 | 10.9% | 5.328% | -3.736% | -3.548% | 24549.0123 | 3419.1657 | 140943.1995 | 142611.2004 | 140943.1995 | 3419.1657 | 98.83% | -1668.0009 | 0.15883 | 13.29% | 7.603% | -1.341% | -1.273%
904 | 131654.6045 | 5096.3073 | 136750.9118 | 132430.8418 | 99.41% | -776.2373 | 396.7266 | 0.12717 | 13.96% | 8.238% | -0.6724% | -0.6382% | 19064.2747 | 1265.5191 | 132920.1236 | 129636.3175 | 130257.3424 | -1397.2622 | 100.5% | 621.0249 | 0.083539 | 15.18% | 9.398% | 0.5486% | 0.5216%
905 | 130150.0847 | 3739.945 | 133890.0297 | 133632.1732 | 97.39% | -3482.0885 | 489.0605 | 0.26887 | 11.65% | 6.039% | -2.988% | -2.837% | 23232.7102 | 1000 | 131150.0847 | 136997.1491 | 131150.0847 | 1000 | 95.73% | -5847.0644 | 0.47938 | 9.74% | 4.229% | -4.893% | -4.647%
906 | 133933.0082 | 4775.5836 | 138708.5918 | 133808.8185 | 100.1% | 124.1897 | 260.5069 | 0.096811 | 14.74% | 8.977% | 0.1059% | 0.101% | 12735.0212 | 1578.5213 | 135511.5295 | 134342.7437 | 134466.9334 | 533.9251 | 100.1% | 124.1897 | 0.096823 | 14.74% | 8.977% | 0.1055% | 0.1006%
907 | 131491.6187 | 7015.464 | 138507.0827 | 129846.1747 | 101.3% | 1645.444 | 191.7396 | 0.060541 | 16.09% | 10.26% | 1.452% | 1.38% | 9202.4345 | 4650.9484 | 136142.5671 | 126212.4702 | 129674.7664 | -1816.8522 | 102.7% | 3462.2962 | 0.031956 | 17.78% | 11.86% | 3.144% | 2.987%
908 | 128534.0837 | 7418.2225 | 135952.3062 | 128496.9781 | 100% | 37.1057 | 264.252 | 0.099008 | 14.67% | 8.908% | 0.03259% | 0.03144% | 12397.3678 | 3079.5775 | 131613.6613 | 132948.9896 | 131613.6613 | 3079.5775 | 99% | -1335.3283 | 0.14804 | 13.48% | 7.783% | -1.152% | -1.094%
909 | 128457.6147 | 7298.7281 | 135756.3428 | 127599.3055 | 100.7% | 858.3092 | 226.5549 | 0.076886 | 15.4% | 9.609% | 0.7706% | 0.7324% | 10622.4885 | 4062.9324 | 132520.5471 | 126868.6318 | 128092.2778 | -365.3369 | 101% | 1223.646 | 0.068521 | 15.74% | 9.926% | 1.105% | 1.05%
910 | 130919.0676 | 5699.5648 | 136618.6324 | 129928.5898 | 100.8% | 990.4778 | 221.3024 | 0.07385 | 15.51% | 9.706% | 0.8734% | 0.83% | 10575.0345 | 3609.2795 | 134528.3471 | 128361.166 | 130135.3557 | -783.7119 | 101.4% | 1774.1897 | 0.057511 | 16.22% | 10.38% | 1.584% | 1.505%
911 | 136263.4629 | 3642.0109 | 139905.4738 | 136487.3582 | 99.84% | -223.8953 | 302.5501 | 0.10637 | 14.44% | 8.698% | -0.1886% | -0.1786% | 15047.6831 | 2903.0729 | 139166.5358 | 133914.9404 | 134977.254 | -1286.2089 | 100.8% | 1062.3136 | 0.073034 | 15.54% | 9.74% | 0.9088% | 0.8637%
912 | 134560.1468 | 5869.5595 | 140429.7063 | 132551.8241 | 101.5% | 2008.3227 | 177.2172 | 0.054007 | 16.37% | 10.53% | 1.736% | 1.65% | 8703.9252 | 1062.2518 | 135622.3986 | 131465.8191 | 134017.1443 | -543.0025 | 101.9% | 2551.3252 | 0.045288 | 16.86% | 10.99% | 2.224% | 2.113%
913 | 131112.0248 | 4459.2315 | 135571.2564 | 130846.0478 | 100.2% | 265.9771 | 254.0425 | 0.093015 | 14.87% | 9.098% | 0.2325% | 0.2213% | 12157.4301 | 1000 | 132112.0248 | 129863.6533 | 130620.8276 | -491.1972 | 100.6% | 757.1743 | 0.079965 | 15.3% | 9.511% | 0.6679% | 0.6348%
914 | 137346.0589 | 5323.4907 | 142669.5496 | 135037.5877 | 101.7% | 2308.4712 | 165.8383 | 0.049527 | 16.59% | 10.74% | 1.959% | 1.861% | 8313.6938 | 1097.2455 | 138443.3044 | 134053.1845 | 136853.8573 | -492.2016 | 102.1% | 2800.6728 | 0.042564 | 17.03% | 11.15% | 2.394% | 2.275%
915 | 129551.9721 | 3091.8091 | 132643.7812 | 130001.2471 | 99.65% | -449.275 | 343.0495 | 0.11532 | 14.24% | 8.5% | -0.3967% | -0.3763% | 16221.6008 | 1000 | 130551.9721 | 129420.831 | 129261.764 | -290.2081 | 99.88% | -159.067 | 0.10435 | 14.49% | 8.742% | -0.1414% | -0.1338%
916 | 132296.6892 | 4283.2308 | 136579.92 | 131276.5781 | 100.8% | 1020.1111 | 220.4457 | 0.073462 | 15.52% | 9.722% | 0.8903% | 0.846% | 10644.9485 | 1277.3131 | 133574.0023 | 130764.8689 | 132040.8346 | -255.8546 | 101% | 1275.9657 | 0.068224 | 15.75% | 9.939% | 1.118% | 1.062%
917 | 136393.7063 | 4219.8203 | 140613.5266 | 136548.7293 | 99.89% | -155.023 | 291.2749 | 0.10392 | 14.5% | 8.753% | -0.1307% | -0.1236% | 14500.7406 | 2696.0928 | 139089.7991 | 136443.6121 | 136341.1477 | -52.5586 | 99.92% | -102.4644 | 0.10259 | 14.55% | 8.794% | -0.0866% | -0.08176%
918 | 137879.19 | 4419.2048 | 142298.3948 | 139062.3313 | 99.15% | -1183.1413 | 455.7725 | 0.14022 | 13.66% | 7.95% | -0.9758% | -0.9263% | 22937.1622 | 3199.0566 | 141078.2466 | 140059.6947 | 140059.6947 | 2180.5047 | 100% | 0 | 0.1 | 14.63% | 8.876% | -0.0005144% | 0%
919 | 137067.6328 | 3938.7251 | 141006.3579 | 139863.6364 | 98% | -2796.0037 | 489.0605 | 0.21603 | 12.34% | 6.7% | -2.292% | -2.177% | 24467.5415 | 1000 | 138067.6328 | 140114.4337 | 138067.6328 | 1000 | 98.54% | -2046.801 | 0.17786 | 12.96% | 7.286% | -1.675% | -1.59%
920 | 143984.0119 | 3365.535 | 147349.5468 | 144632.0182 | 99.55% | -648.0063 | 365.9089 | 0.12037 | 14.12% | 8.388% | -0.5141% | -0.4878% | 19230.0346 | 2664.871 | 146648.8829 | 147901.8889 | 146648.8829 | 2664.871 | 99.15% | -1253.006 | 0.14004 | 13.66% | 7.954% | -0.9717% | -0.9224%
921 | 118971.7626 | 5269.8732 | 124241.6358 | 118054.2716 | 100.8% | 917.491 | 220.4358 | 0.073459 | 15.52% | 9.722% | 0.8904% | 0.8462% | 9572.3565 | 3422.9795 | 122394.7421 | 113373.4939 | 116631.3737 | -2340.3889 | 102.9% | 3257.8799 | 0.030312 | 17.93% | 12% | 3.294% | 3.129%
922 | 134761.4629 | 7092.7086 | 141854.1715 | 134774.989 | 99.99% | -13.5261 | 268.1864 | 0.10035 | 14.62% | 8.865% | -0.01202% | -0.01093% | 13191.5357 | 4776.0553 | 139537.5182 | 132695.8416 | 133721.8892 | -1039.5737 | 100.8% | 1026.0476 | 0.073563 | 15.52% | 9.718% | 0.8859% | 0.8419%
923 | 130010.0806 | 7122.6407 | 137132.7213 | 129152.9456 | 100.7% | 857.135 | 227.0794 | 0.077195 | 15.39% | 9.599% | 0.7603% | 0.7226% | 10775.7549 | 5559.0779 | 135569.1585 | 126447.4924 | 128657.354 | -1352.7266 | 101.7% | 2209.8616 | 0.048828 | 16.64% | 10.78% | 2.003% | 1.903%
924 | 122844.7093 | 9583.3685 | 132428.0777 | 120766.7572 | 101.7% | 2077.9521 | 165.1849 | 0.049323 | 16.61% | 10.75% | 1.972% | 1.873% | 7406.6134 | 4522.0657 | 127366.7749 | 120080.6853 | 122501.6733 | -343.0359 | 102% | 2420.988 | 0.043905 | 16.94% | 11.07% | 2.311% | 2.195%
925 | 127604.4431 | 4973.5786 | 132578.0217 | 127440.7855 | 100.1% | 163.6576 | 258.4251 | 0.095587 | 14.78% | 9.016% | 0.1467% | 0.1398% | 12036.311 | 4855.0013 | 132459.4443 | 128912.9909 | 129076.6485 | 1472.2054 | 100.1% | 163.6576 | 0.095638 | 14.78% | 9.014% | 0.145% | 0.1382%
926 | 135366.9624 | 5013.5912 | 140380.5536 | 133482.8442 | 101.4% | 1884.1182 | 183.2888 | 0.056738 | 16.25% | 10.41% | 1.618% | 1.537% | 9056.1044 | 1593.8103 | 136960.7727 | 136889.7588 | 136960.7727 | 1593.8103 | 100.1% | 71.0139 | 0.098217 | 14.69% | 8.933% | 0.05895% | 0.05648%
927 | 137344.4911 | 3800.2718 | 141144.7629 | 137510.1546 | 99.88% | -165.6635 | 292.8287 | 0.10423 | 14.49% | 8.745% | -0.1386% | -0.1312% | 14679.7186 | 1000 | 138344.4911 | 134930.2393 | 136054.5335 | -1289.9576 | 100.8% | 1124.2941 | 0.071981 | 15.59% | 9.783% | 0.9547% | 0.9072%
928 | 135093.011 | 5133.8633 | 140226.8744 | 133873.3568 | 100.9% | 1219.6542 | 212.5969 | 0.06993 | 15.68% | 9.868% | 1.044% | 0.9919% | 10482.9285 | 1000 | 136093.011 | 136349.2342 | 136093.011 | 1000 | 99.81% | -256.2232 | 0.10755 | 14.42% | 8.672% | -0.2159% | -0.2046%
929 | 132685.6429 | 4988.1821 | 137673.825 | 132438.6742 | 100.2% | 246.9687 | 255.0253 | 0.093592 | 14.85% | 9.079% | 0.2133% | 0.203% | 12350.943 | 1000 | 133685.6429 | 134063.2182 | 133685.6429 | 1000 | 99.72% | -377.5753 | 0.11217 | 14.31% | 8.57% | -0.3234% | -0.3066%
930 | 132156.8426 | 3633.4302 | 135790.2728 | 132193.3634 | 99.97% | -36.5208 | 272.1109 | 0.10095 | 14.6% | 8.846% | -0.03218% | -0.03008% | 13125.8785 | 3630.5331 | 135787.3757 | 131671.0014 | 131895.6616 | -261.181 | 100.2% | 224.6602 | 0.094137 | 14.83% | 9.062% | 0.1951% | 0.1858%
931 | 133893.0559 | 4291.4441 | 138184.5 | 132634.5231 | 100.9% | 1258.5328 | 210.3802 | 0.068933 | 15.72% | 9.909% | 1.087% | 1.033% | 10281.4816 | 1322.1189 | 135215.1748 | 133707.095 | 134965.6278 | 1072.5719 | 100.9% | 1258.5328 | 0.069134 | 15.71% | 9.901% | 1.078% | 1.025%
932 | 130361.2668 | 6170.7138 | 136531.9806 | 129862.8293 | 100.4% | 498.4374 | 243.4645 | 0.086811 | 15.07% | 9.294% | 0.4395% | 0.4179% | 11584.4924 | 3525.096 | 133886.3628 | 131122.949 | 131621.3864 | 1260.1196 | 100.4% | 498.4374 | 0.086938 | 15.07% | 9.29% | 0.4352% | 0.4139%
933 | 127017.3831 | 9947.1445 | 136964.5276 | 126642.0295 | 100.3% | 375.3537 | 248.589 | 0.089815 | 14.97% | 9.199% | 0.3392% | 0.3227% | 11524.9203 | 5738.7385 | 132756.1217 | 122867.4542 | 125130.0955 | -1887.2876 | 101.8% | 2262.6413 | 0.047106 | 16.74% | 10.88% | 2.11% | 2.005%
934 | 134163.2592 | 4607.5163 | 138770.7755 | 134038.856 | 100.1% | 124.4032 | 260.5069 | 0.096811 | 14.74% | 8.977% | 0.1059% | 0.101% | 12756.9146 | 1000 | 135163.2592 | 135901.6395 | 135163.2592 | 1000 | 99.46% | -738.3803 | 0.12506 | 14.01% | 8.285% | -0.6233% | -0.5915%
935 | 138230.8456 | 5625.6739 | 143856.5195 | 137435.1568 | 100.6% | 795.6888 | 232.0422 | 0.080106 | 15.3% | 9.507% | 0.6632% | 0.6303% | 11707.5156 | 4342.0269 | 142572.8724 | 139361.8546 | 140157.5434 | 1926.6978 | 100.6% | 795.6888 | 0.080381 | 15.29% | 9.498% | 0.654% | 0.6216%
936 | 122303.7279 | 10408.9687 | 132712.6967 | 121698.8906 | 100.5% | 604.8373 | 236.8407 | 0.082922 | 15.2% | 9.417% | 0.5692% | 0.5411% | 10572.7739 | 5256.8327 | 127560.5606 | 121605.7131 | 122257.1392 | -46.5887 | 100.5% | 651.426 | 0.081593 | 15.25% | 9.459% | 0.6136% | 0.5832%
937 | 126171.7746 | 8701.5017 | 134873.2763 | 124919.249 | 101% | 1252.5256 | 207.2299 | 0.067515 | 15.78% | 9.968% | 1.149% | 1.092% | 9543.498 | 2998.6293 | 129170.4039 | 127875.2212 | 129127.7469 | 2955.9723 | 101% | 1252.5256 | 0.068126 | 15.76% | 9.943% | 1.122% | 1.066%
938 | 140062.9022 | 3912.3716 | 143975.2738 | 140135.5755 | 99.95% | -72.6732 | 277.5194 | 0.10179 | 14.57% | 8.82% | -0.05996% | -0.05646% | 14187.6131 | 1296.7846 | 141359.6868 | 143212.9656 | 141359.6868 | 1296.7846 | 98.71% | -1853.2788 | 0.16696 | 13.15% | 7.467% | -1.484% | -1.409%
939 | 140596.5497 | 4573.7465 | 145170.2962 | 140534.9825 | 100% | 61.5672 | 263.3755 | 0.098495 | 14.68% | 8.924% | 0.04971% | 0.0477% | 13515.8354 | 1320.7164 | 141917.2662 | 137913.2713 | 139285.6941 | -1310.8556 | 101% | 1372.4228 | 0.067714 | 15.77% | 9.96% | 1.14% | 1.083%
940 | 133385.9098 | 3253.3149 | 136639.2247 | 132164.1191 | 100.9% | 1221.7907 | 211.8104 | 0.069577 | 15.69% | 9.883% | 1.059% | 1.007% | 10312.1687 | 3137.6487 | 136523.5586 | 130030.7758 | 132319.2382 | -1066.6716 | 101.8% | 2288.4624 | 0.048603 | 16.65% | 10.79% | 2.017% | 1.916%
941 | 138582.4186 | 6496.0509 | 145078.4694 | 137216.5879 | 101% | 1365.8306 | 207.6566 | 0.067707 | 15.77% | 9.96% | 1.141% | 1.084% | 10503.8051 | 2812.2403 | 141394.6589 | 136526.5187 | 138237.3839 | -345.0346 | 101.3% | 1710.8652 | 0.060913 | 16.07% | 10.24% | 1.436% | 1.364%
942 | 130411.2108 | 3711.6174 | 134122.8283 | 130420.3129 | 99.99% | -9.1021 | 267.4991 | 0.10024 | 14.62% | 8.869% | -0.008515% | -0.007598% | 12732.9837 | 1000 | 131411.2108 | 132003.3051 | 131411.2108 | 1000 | 99.55% | -592.0942 | 0.12039 | 14.12% | 8.388% | -0.5147% | -0.4884%
943 | 129371.1953 | 5880.5089 | 135251.7041 | 127758.345 | 101.3% | 1612.8503 | 192.019 | 0.060668 | 16.08% | 10.25% | 1.447% | 1.374% | 9067.2285 | 6607.4478 | 135978.6431 | 123890.078 | 127437.0618 | -1934.1335 | 102.9% | 3546.9838 | 0.030446 | 17.91% | 11.99% | 3.281% | 3.117%
944 | 133714.1275 | 4775.5046 | 138489.6321 | 132042.0881 | 101.3% | 1672.0394 | 191.7923 | 0.060566 | 16.08% | 10.25% | 1.451% | 1.379% | 9360.5505 | 4753.2733 | 138467.4008 | 129851.4683 | 132618.8176 | -1095.3099 | 102.1% | 2767.3493 | 0.041795 | 17.08% | 11.2% | 2.443% | 2.32%
945 | 137527.83 | 4407.9433 | 141935.7733 | 136751.2834 | 100.6% | 776.5466 | 232.6923 | 0.080487 | 15.28% | 9.494% | 0.6504% | 0.6183% | 11680.6096 | 1000 | 138527.83 | 136067.3249 | 137185.8508 | -341.9793 | 100.8% | 1118.5259 | 0.072276 | 15.58% | 9.771% | 0.9418% | 0.895%
946 | 126681.3644 | 6623.8622 | 133305.2266 | 125932.6019 | 100.6% | 748.7625 | 231.1276 | 0.079569 | 15.31% | 9.524% | 0.6811% | 0.6473% | 10687.0383 | 4671.0742 | 131352.4386 | 127286.0287 | 128034.7912 | 1353.4268 | 100.6% | 748.7625 | 0.079786 | 15.31% | 9.517% | 0.6738% | 0.6405%
947 | 128795.6136 | 4212.0263 | 133007.6399 | 129763.1765 | 99.25% | -967.5629 | 432.3055 | 0.13503 | 13.78% | 8.064% | -0.8553% | -0.8118% | 20322.8562 | 4176.426 | 132972.0396 | 131069.9602 | 131069.9602 | 2274.3466 | 100% | 0 | 0.1 | 14.63% | 8.876% | -0.0005144% | 0%
948 | 133341.6791 | 3841.8507 | 137183.5298 | 133447.9412 | 99.92% | -106.2621 | 283.7148 | 0.10275 | 14.54% | 8.789% | -0.09179% | -0.0867% | 13808.3194 | 1462.8159 | 134804.495 | 135647.3938 | 134804.495 | 1462.8159 | 99.38% | -842.8988 | 0.12891 | 13.92% | 8.2% | -0.7128% | -0.6765%
949 | 133499.3187 | 7142.4745 | 140641.7931 | 131828.751 | 101.3% | 1670.5677 | 191.7396 | 0.060541 | 16.09% | 10.26% | 1.452% | 1.38% | 9342.9433 | 7632.7317 | 141132.0504 | 128747.534 | 131958.7102 | -1540.6085 | 102.5% | 3211.1762 | 0.035139 | 17.49% | 11.59% | 2.859% | 2.716%
950 | 138858.2044 | 4489.9035 | 143348.1079 | 139124.844 | 99.81% | -266.6396 | 308.7057 | 0.10773 | 14.41% | 8.668% | -0.2202% | -0.2087% | 15646.2077 | 2670.5597 | 141528.764 | 137588.6986 | 138090.1317 | -768.0727 | 100.4% | 501.4331 | 0.087477 | 15.05% | 9.273% | 0.4173% | 0.3968%
951 | 121825.1458 | 7057.4148 | 128882.5607 | 120883.8056 | 100.8% | 941.3403 | 220.3461 | 0.073418 | 15.53% | 9.724% | 0.8921% | 0.8478% | 9797.9509 | 4442.9447 | 126268.0905 | 121026.8911 | 121968.2314 | 143.0855 | 100.8% | 941.3403 | 0.073443 | 15.52% | 9.723% | 0.8911% | 0.8468%
952 | 133182.8247 | 6849.4024 | 140032.2271 | 131781.1485 | 101.1% | 1401.6762 | 203.6595 | 0.065908 | 15.85% | 10.03% | 1.219% | 1.158% | 9900.2422 | 4234.0294 | 137416.8541 | 133388.4738 | 134790.1499 | 1607.3253 | 101.1% | 1401.6762 | 0.066246 | 15.84% | 10.02% | 1.204% | 1.144%
953 | 130658.2552 | 7854.0856 | 138512.3408 | 130212.0803 | 100.3% | 446.1749 | 245.8849 | 0.088226 | 15.03% | 9.249% | 0.3923% | 0.3731% | 11726.3137 | 5451.0237 | 136109.2789 | 131230.8737 | 131677.0486 | 1018.7934 | 100.3% | 446.1749 | 0.088317 | 15.02% | 9.246% | 0.3892% | 0.3702%
954 | 128501.4539 | 4508.3925 | 133009.8464 | 126796.3718 | 101.3% | 1705.0821 | 187.1976 | 0.058498 | 16.17% | 10.34% | 1.541% | 1.464% | 8780.135 | 2491.825 | 130993.2789 | 124594.6844 | 127400.6102 | -1100.8437 | 102.3% | 2805.9258 | 0.039579 | 17.21% | 11.33% | 2.581% | 2.452%
955 | 125544.0115 | 4961.7426 | 130505.7542 | 124385.7924 | 100.9% | 1158.2191 | 211.4215 | 0.0694 | 15.7% | 9.89% | 1.067% | 1.014% | 9688.0883 | 5937.8887 | 131481.9002 | 124990.4421 | 126148.6612 | 604.6496 | 100.9% | 1158.2191 | 0.069519 | 15.7% | 9.885% | 1.062% | 1.009%
956 | 134089.0804 | 6285.4256 | 140374.506 | 131181.4046 | 102.2% | 2907.6758 | 136.1473 | 0.04023 | 17.17% | 11.29% | 2.54% | 2.413% | 6663.3888 | 2625.3782 | 136714.4585 | 128384.4681 | 132690.6122 | -1398.4682 | 103.4% | 4306.144 | 0.024255 | 18.48% | 12.53% | 3.844% | 3.652%
957 | 141440.0805 | 4073.5037 | 145513.5842 | 141930.5824 | 99.65% | -490.502 | 343.0495 | 0.11532 | 14.24% | 8.5% | -0.3967% | -0.3763% | 17710.1474 | 5116.2141 | 146556.2945 | 146187.2493 | 146187.2493 | 4747.1689 | 100% | 0 | 0.1 | 14.63% | 8.876% | -0.0005144% | 0%
958 | 130464.3651 | 6617.7577 | 137082.1228 | 127621.9171 | 102.2% | 2842.4481 | 135.52 | 0.040034 | 17.19% | 11.3% | 2.553% | 2.425% | 6453.3953 | 2425.1959 | 132889.561 | 123490.0739 | 128398.4436 | -2065.9216 | 104% | 4908.3697 | 0.018495 | 19.19% | 13.2% | 4.556% | 4.328%
959 | 139490.8859 | 2648.5611 | 142139.4471 | 145273.3025 | 96.02% | -5782.4165 | 489.0605 | 0.43619 | 10.07% | 4.543% | -4.563% | -4.334% | 24900.1093 | 1000 | 140490.8859 | 140641.9371 | 137175.2033 | -2315.6827 | 97.54% | -3466.7339 | 0.2566 | 11.81% | 6.192% | -2.826% | -2.684%
960 | 130890.7726 | 5294.8779 | 136185.6505 | 131268.882 | 99.71% | -378.1095 | 330.2104 | 0.11248 | 14.3% | 8.563% | -0.3307% | -0.3136% | 15775.8473 | 3102.5686 | 133993.3412 | 135098.2486 | 133993.3412 | 3102.5686 | 99.18% | -1104.9075 | 0.13859 | 13.7% | 7.986% | -0.938% | -0.8904%
961 | 133014.2299 | 3859.726 | 136873.9559 | 134013.4847 | 99.25% | -999.2548 | 432.3055 | 0.13503 | 13.78% | 8.064% | -0.8553% | -0.8118% | 20988.5181 | 1000 | 134014.2299 | 134752.5074 | 134014.2299 | 1000 | 99.45% | -738.2775 | 0.12529 | 14% | 8.28% | -0.6286% | -0.5965%
962 | 133384.7366 | 4910.1933 | 138294.9299 | 133261.0553 | 100.1% | 123.6813 | 260.5069 | 0.096811 | 14.74% | 8.977% | 0.1059% | 0.101% | 12682.8888 | 8014.2118 | 141398.9484 | 134739.5245 | 134863.2058 | 1478.4692 | 100.1% | 123.6813 | 0.096846 | 14.74% | 8.976% | 0.1047% | 0.09994%
963 | 132522.9849 | 4150.3961 | 136673.381 | 132275.025 | 100.2% | 247.9599 | 254.9688 | 0.093559 | 14.85% | 9.08% | 0.2144% | 0.2041% | 12333.0693 | 2760.9292 | 135283.9142 | 133589.7632 | 133837.7231 | 1314.7382 | 100.2% | 247.9599 | 0.093622 | 14.85% | 9.078% | 0.2123% | 0.2021%
964 | 128140.3641 | 2912.281 | 131052.6451 | 130020.8932 | 98.55% | -1880.529 | 489.0605 | 0.17691 | 12.97% | 7.301% | -1.658% | -1.575% | 22873.9609 | 3547.1521 | 131687.5162 | 127622.1569 | 126940.996 | -1199.3681 | 99.47% | -681.1609 | 0.12459 | 14.02% | 8.295% | -0.6123% | -0.5811%
965 | 133152.7039 | 5207.089 | 138359.7929 | 132726.8648 | 100.3% | 425.8391 | 247.1573 | 0.088975 | 15% | 9.226% | 0.3673% | 0.3493% | 12012.0258 | 4143.8976 | 137296.6015 | 134801.3691 | 135227.2082 | 2074.5043 | 100.3% | 425.8391 | 0.089145 | 14.99% | 9.22% | 0.3616% | 0.3439%
966 | 132923.2036 | 4624.4445 | 137547.648 | 132182.9734 | 100.6% | 740.2302 | 233.1553 | 0.080757 | 15.27% | 9.486% | 0.6414% | 0.6097% | 11311.9906 | 1000 | 133923.2036 | 131193.2243 | 132428.329 | -494.8746 | 100.9% | 1235.1047 | 0.069129 | 15.71% | 9.901% | 1.079% | 1.025%
967 | 131780.2873 | 6277.3946 | 138057.6819 | 131533.0225 | 100.2% | 247.2648 | 254.939 | 0.09354 | 14.85% | 9.081% | 0.215% | 0.2047% | 12262.5139 | 1383.5929 | 133163.8801 | 135254.698 | 133163.8801 | 1383.5929 | 98.45% | -2090.8179 | 0.18341 | 12.86% | 7.193% | -1.773% | -1.683%
968 | 127935.7845 | 7031.4548 | 134967.2393 | 125883.4832 | 101.6% | 2052.3013 | 170.4739 | 0.050979 | 16.5% | 10.65% | 1.868% | 1.775% | 7960.5462 | 5876.3385 | 133812.123 | 124925.755 | 127456.9204 | -478.8641 | 102% | 2531.1654 | 0.043721 | 16.96% | 11.08% | 2.322% | 2.206%
969 | 132585.9817 | 4702.3585 | 137288.3401 | 132317.0145 | 100.2% | 268.9672 | 254.0425 | 0.093015 | 14.87% | 9.098% | 0.2325% | 0.2213% | 12294.1035 | 3425.8491 | 136011.8308 | 131305.7654 | 132080.3571 | -505.6245 | 100.6% | 774.5917 | 0.079729 | 15.31% | 9.518% | 0.6757% | 0.6423%
970 | 132465.5661 | 6209.3234 | 138674.8895 | 129571.7624 | 102.2% | 2893.8037 | 135.1617 | 0.039921 | 17.19% | 11.31% | 2.56% | 2.432% | 6535.0609 | 1453.5401 | 133919.1062 | 132084.8596 | 133919.1062 | 1453.5401 | 101.4% | 1834.2466 | 0.05734 | 16.22% | 10.39% | 1.591% | 1.512%
971 | 134307.9997 | 5049.1729 | 139357.1726 | 133014.9276 | 101% | 1293.0721 | 209.0185 | 0.06832 | 15.75% | 9.935% | 1.114% | 1.058% | 10246.5925 | 1815.8336 | 136123.8333 | 133352.7962 | 134645.8683 | 337.8686 | 101% | 1293.0721 | 0.068385 | 15.74% | 9.932% | 1.111% | 1.056%
972 | 126970.2645 | 3601.9933 | 130572.2579 | 126366.2001 | 100.5% | 604.0644 | 237.9525 | 0.083574 | 15.18% | 9.397% | 0.5475% | 0.5205% | 11027.7044 | 2682.5212 | 129652.7857 | 128071.5222 | 128675.5866 | 1705.3221 | 100.5% | 604.0644 | 0.083793 | 15.17% | 9.39% | 0.5402% | 0.5135%
973 | 134747.6114 | 3864.7059 | 138612.3173 | 134900.7635 | 99.89% | -153.1521 | 291.2749 | 0.10392 | 14.5% | 8.753% | -0.1307% | -0.1236% | 14325.7355 | 1860.3248 | 136607.9362 | 135289.6921 | 135289.6921 | 542.0807 | 100% | 0 | 0.1 | 14.63% | 8.876% | -0.0005144% | 0%
974 | 122648.0199 | 8652.4441 | 131300.464 | 120780.0318 | 101.5% | 1867.9882 | 175.3745 | 0.053177 | 16.41% | 10.56% | 1.772% | 1.684% | 7850.907 | 6772.2248 | 129420.2447 | 120128.4318 | 122322.2199 | -325.8 | 101.8% | 2193.7882 | 0.047388 | 16.73% | 10.86% | 2.093% | 1.988%
975 | 139164.1548 | 3998.97 | 143163.1247 | 141351.023 | 98.45% | -2186.8682 | 489.0605 | 0.1835 | 12.86% | 7.192% | -1.774% | -1.684% | 24841.7855 | 1000 | 140164.1548 | 140139.0257 | 138558.1561 | -605.9986 | 98.87% | -1580.8696 | 0.15612 | 13.34% | 7.648% | -1.294% | -1.228%
976 | 124161.7371 | 6349.1797 | 130510.9168 | 122922.1113 | 101% | 1239.6257 | 206.8905 | 0.067362 | 15.79% | 9.974% | 1.156% | 1.098% | 9376.0787 | 5153.3865 | 129315.1235 | 122543.5991 | 123972.481 | -189.2561 | 101.2% | 1428.8819 | 0.063209 | 15.97% | 10.15% | 1.336% | 1.27%
977 | 133158.6161 | 4674.9368 | 137833.5529 | 132447.7178 | 100.5% | 710.8984 | 234.51 | 0.081556 | 15.25% | 9.461% | 0.6148% | 0.5844% | 11397.8635 | 2969.1086 | 136127.7247 | 137262.4088 | 136127.7247 | 2969.1086 | 99.17% | -1134.6841 | 0.13903 | 13.69% | 7.976% | -0.9481% | -0.9%
978 | 126406.1477 | 6306.3692 | 132712.5169 | 126435.2386 | 99.98% | -29.0908 | 271.075 | 0.10079 | 14.61% | 8.851% | -0.02689% | -0.02505% | 12506.9226 | 3834.9905 | 130241.1382 | 128601.9443 | 128601.9443 | 2195.7966 | 100% | 0 | 0.1 | 14.63% | 8.876% | -0.0005144% | 0%
979 | 130936.0042 | 4364.5335 | 135300.5377 | 130887.1046 | 100% | 48.8996 | 263.7575 | 0.098716 | 14.68% | 8.917% | 0.04231% | 0.04068% | 12605.4052 | 2538.8367 | 133474.8409 | 130111.5227 | 130548.2133 | -387.7909 | 100.3% | 436.6906 | 0.088467 | 15.02% | 9.242% | 0.3842% | 0.3654%
980 | 130381.8111 | 3641.95 | 134023.7611 | 130527.9696 | 99.89% | -146.1585 | 290.9262 | 0.10386 | 14.5% | 8.754% | -0.1289% | -0.1219% | 13844.9936 | 1351.9584 | 131733.7695 | 127868.6712 | 129052.1619 | -1329.6492 | 100.9% | 1183.4907 | 0.069548 | 15.69% | 9.884% | 1.06% | 1.008%
981 | 128160.5588 | 7078.0937 | 135238.6525 | 127829.0458 | 100.3% | 331.513 | 250.7555 | 0.091088 | 14.93% | 9.159% | 0.2968% | 0.2824% | 11729.9943 | 5341.0932 | 133501.652 | 125805.9142 | 127148.993 | -1011.5658 | 101.1% | 1343.0788 | 0.065804 | 15.86% | 10.04% | 1.223% | 1.162%
982 | 137672.3788 | 2562.1309 | 140234.5097 | 136676.3221 | 100.7% | 996.0567 | 223.2646 | 0.074958 | 15.47% | 9.67% | 0.8349% | 0.7935% | 11219.138 | 4603.1783 | 142275.5571 | 139243.7491 | 140239.8058 | 2567.427 | 100.7% | 996.0567 | 0.07542 | 15.45% | 9.655% | 0.8195% | 0.7788%
983 | 131749.3897 | 4841.6604 | 136591.0501 | 131482.1197 | 100.2% | 267.27 | 254.0425 | 0.093015 | 14.87% | 9.098% | 0.2325% | 0.2213% | 12216.5301 | 5069.692 | 136819.0817 | 130806.8653 | 131411.7625 | -337.6272 | 100.5% | 604.8972 | 0.08411 | 15.16% | 9.38% | 0.5296% | 0.5035%
984 | 139943.6714 | 4790.6167 | 144734.288 | 138680.2242 | 100.9% | 1263.4472 | 212.5969 | 0.06993 | 15.68% | 9.868% | 1.044% | 0.9919% | 10859.3293 | 3398.5492 | 143342.2206 | 140366.4459 | 141629.8931 | 1686.2217 | 100.9% | 1263.4472 | 0.070218 | 15.66% | 9.856% | 1.031% | 0.98%
985 | 126447.8238 | 5450.2645 | 131898.0883 | 124917.3084 | 101.2% | 1530.5154 | 194.1998 | 0.061649 | 16.04% | 10.21% | 1.404% | 1.334% | 8962.9935 | 5156.6795 | 131604.5033 | 126998.8498 | 128529.3652 | 2081.5415 | 101.2% | 1530.5154 | 0.062178 | 16.01% | 10.19% | 1.381% | 1.312%
986 | 141302.6792 | 2338.2194 | 143640.8986 | 141669.8939 | 99.74% | -367.2147 | 323.776 | 0.11106 | 14.34% | 8.594% | -0.2976% | -0.2822% | 16698.8997 | 1000 | 142302.6792 | 141069.915 | 141002.6898 | -299.9894 | 99.95% | -67.2253 | 0.10164 | 14.58% | 8.824% | -0.05514% | -0.05188%
987 | 135787.4973 | 2578.2436 | 138365.7409 | 138058.1266 | 98.36% | -2270.6294 | 489.0605 | 0.18987 | 12.75% | 7.086% | -1.886% | -1.791% | 24239.0282 | 2735.0026 | 138522.4998 | 139937.7016 | 138522.4998 | 2735.0026 | 98.99% | -1415.2018 | 0.14849 | 13.47% | 7.775% | -1.16% | -1.101%
988 | 133419.0697 | 6136.3723 | 139555.442 | 132908.9407 | 100.4% | 510.129 | 243.4645 | 0.086811 | 15.07% | 9.294% | 0.4395% | 0.4179% | 11856.2226 | 4448.2032 | 137867.2729 | 130646.6048 | 132287.9017 | -1131.168 | 101.3% | 1641.2969 | 0.06083 | 16.07% | 10.24% | 1.44% | 1.368%
989 | 124519.0874 | 6981.0625 | 131500.15 | 124701.9874 | 99.85% | -182.9 | 298.6655 | 0.10552 | 14.46% | 8.717% | -0.1686% | -0.1597% | 13574.1896 | 2452.1309 | 126971.2183 | 124826.4152 | 124826.4152 | 307.3277 | 100% | 0 | 0.1 | 14.63% | 8.876% | -0.0005144% | 0%
990 | 132236.5932 | 6579.9704 | 138816.5637 | 131194.3794 | 100.8% | 1042.2138 | 219.4298 | 0.073005 | 15.54% | 9.741% | 0.9101% | 0.8649% | 10591.0758 | 5444.0089 | 137680.6021 | 134963.9614 | 136006.1752 | 3769.582 | 100.8% | 1042.2138 | 0.07359 | 15.52% | 9.717% | 0.8847% | 0.8408%
991 | 137057.3795 | 2755.0275 | 139812.4071 | 138128.5336 | 99.22% | -1071.1541 | 438.9691 | 0.1365 | 13.74% | 8.032% | -0.8895% | -0.8443% | 21959.8444 | 3223.1097 | 140280.4892 | 137237.1138 | 136611.6696 | -445.7099 | 99.54% | -625.4442 | 0.12075 | 14.11% | 8.38% | -0.5229% | -0.4962%
992 | 122365.2165 | 8268.5183 | 130633.7348 | 122110.3173 | 100.2% | 254.8992 | 253.7238 | 0.092827 | 14.87% | 9.103% | 0.2388% | 0.2273% | 11332.142 | 5303.8628 | 127669.0793 | 124919.019 | 125173.9182 | 2808.7017 | 100.2% | 254.8992 | 0.092988 | 14.87% | 9.098% | 0.2334% | 0.2222%
993 | 131030.8021 | 5889.0248 | 136919.8269 | 130498.3474 | 100.4% | 532.4546 | 242.0522 | 0.08598 | 15.1% | 9.32% | 0.4672% | 0.4442% | 11576.4486 | 1000 | 132030.8021 | 126429.0711 | 128996.1639 | -2034.6382 | 102% | 2567.0928 | 0.043642 | 16.96% | 11.09% | 2.327% | 2.211%
994 | 132705.9024 | 3026.009 | 135731.9114 | 132860.7225 | 99.88% | -154.8201 | 291.9422 | 0.10403 | 14.5% | 8.749% | -0.1341% | -0.1269% | 14140.9956 | 4336.8305 | 137042.7329 | 134394.5187 | 134394.5187 | 1688.6162 | 100% | 0 | 0.1 | 14.63% | 8.876% | -0.0005144% | 0%
995 | 135298.0424 | 6450.7793 | 141748.8217 | 135044.1771 | 100.2% | 253.8653 | 254.939 | 0.09354 | 14.85% | 9.081% | 0.215% | 0.2047% | 12589.8506 | 3246.768 | 138544.8103 | 137025.8766 | 137279.7419 | 1981.6996 | 100.2% | 253.8653 | 0.093634 | 14.85% | 9.078% | 0.2119% | 0.2017%
996 | 128951.885 | 8306.3922 | 137258.2772 | 126531.1133 | 101.9% | 2420.7717 | 153.9096 | 0.045793 | 16.83% | 10.96% | 2.193% | 2.083% | 7244.1315 | 7406.9959 | 136358.8809 | 126823.4545 | 129244.2262 | 292.3412 | 101.9% | 2420.7717 | 0.045873 | 16.82% | 10.95% | 2.188% | 2.078%
997 | 126040.2495 | 6947.1004 | 132987.3499 | 123951.5585 | 101.7% | 2088.691 | 167.2681 | 0.049975 | 16.56% | 10.71% | 1.931% | 1.835% | 7695.119 | 4490.3452 | 130530.5947 | 126566.2942 | 128654.9851 | 2614.7357 | 101.7% | 2088.691 | 0.050614 | 16.52% | 10.67% | 1.891% | 1.797%
998 | 131585.6872 | 4048.7904 | 135634.4776 | 131582.7317 | 100% | 2.9555 | 265.8138 | 0.099923 | 14.64% | 8.879% | 0.00206% | 0.002445% | 12766.7101 | 1000 | 132585.6872 | 131198.26 | 131393.4513 | -192.2358 | 100.1% | 195.1913 | 0.094888 | 14.8% | 9.038% | 0.17% | 0.162%
999 | 135332.8815 | 1990.1894 | 137323.071 | 136269.3693 | 99.31% | -936.4878 | 419.2772 | 0.13216 | 13.85% | 8.128% | -0.7883% | -0.7482% | 20710.8276 | 1502.9705 | 136835.852 | 135875.5605 | 135135.9771 | -196.9044 | 99.46% | -739.5834 | 0.12511 | 14.01% | 8.284% | -0.6245% | -0.5926%
1000 | 131493.6583 | 5675.9852 | 137169.6435 | 129044.4246 | 101.9% | 2449.2336 | 154.8015 | 0.046071 | 16.81% | 10.94% | 2.175% | 2.066% | 7429.7244 | 4548.2335 | 136041.8917 | 124735.037 | 129338.9644 | -2154.6938 | 103.7% | 4603.9275 | 0.021097 | 18.86% | 12.89% | 4.231% | 4.019%