## Score Template (hidden)
|  | Blue highlight denotes input data from PI/SCADA/Markets DB |  |  |  |  | Correlation |  | Delay |  | Precision |  | Composite |  | Slope Check | [40 empty] | A | 1 | 33.33%
[7 empty] | 97.65% |  | 72.93% |  | 56.76% |  | 75.78% |  | 0.05 | [37 empty] | New Method |  |  | B | 1 | 33.33%
[56 empty] | C | 1 | 33.33%
[16 empty] | +0.17m | +0.33m | +0.50m | +0.67m | +0.83m | +1.00m | +1.17m | +1.33m | +1.50m | +1.67m | +1.83m | +2.00m | +2.17m | +2.33m | +2.50m | +2.67m | +2.83m | +3.00m | +3.17m | +3.33m | +3.50m | +3.67m | +3.83m | +4.00m | +4.17m | +4.33m | +4.50m | +4.67m | +4.83m | [6 empty] | Original |  | Hourly | Current Method
[15 empty] | No Time Shift | +10s | +20s | +30s | +40s | +50s | +60s | +70s | +80s | +90s | +100s | +110s | +120s | +130s | +140s | +150s | +160s | +170s | +180s | +190s | +200s | +210s | +220s | +230s | +240s | +250s | +260s | +270s | +280s | +290s | Correlation |  |  |  | Delay |  | Precision |  | Average of Reg Signal | Precision | Precision |  | Combined SCORE
[15 empty] | 0 | 1 | 2 | 3 | 4 | 5 | 6 | 7 | 8 | 9 | 10 | 11 | 12 | 13 | 14 | 15 | 16 | 17 | 18 | 19 | 20 | 21 | 22 | 23 | 24 | 25 | 26 | 27 | 28 | 29 | 97.65% |  |  |  | 72.93% |  | 71.26% |  | 3.122 | 56.76% | 56.76% |  | 75.78%
Interval | TIME | AGC MW | Raw ECOBP | Energy RR at AGC MW (MW/min) | RR MW/10sec | Ramped EcoBP | Unit AREG | Fleet TREG | Fleet Regulation Control Signal | Raw Unit REG | Ramped Reg | Raw EcoBP + Raw Reg | Ramped EcoBP + Ramped Reg | Unit Resp.
1 | 0:00 | 99.5728 | 100 | 3 | 0.5 | 100 | 5 | 20 | 0 | 0 | 0 | 100 | 100 | -0.42716 | [35 empty] | 0.085431 | 0.91457 | 0 | 0.13682 | 0.86318 | 0.86318
2 | 0:00 | 100.1642 | 110 | 3 | 0.5 | 100.5 | 5 | 20 | 0.9256 | 0.2314 | 0.2314 | 110.2314 | 100.7314 | -0.33583 | [35 empty] | 0.11345 | 0.88655 | 0.2314 | 0.18169 | 0.81831 | 0.81831
3 | 0:00 | 99.8928 | 110 | 3 | 0.5 | 101 | 5 | 20 | 1.8492 | 0.4623 | 0.4623 | 110.4623 | 101.4623 | -1.1072 | [35 empty] | 0.31391 | 0.68609 | 0.4623 | 0.50273 | 0.49727 | 0.49727
4 | 0:00 | 99.9248 | 110 | 3 | 0.5 | 101.5 | 5 | 20 | 2.7689 | 0.69221 | 0.69221 | 110.6922 | 102.1922 | -1.5752 | [35 empty] | 0.45348 | 0.54652 | 0.69221 | 0.72625 | 0.27375 | 0.27375
5 | 0:01 | 100.3971 | 110 | 3 | 0.5 | 102 | 5 | 20 | 3.6826 | 0.92064 | 0.92064 | 110.9206 | 102.9206 | -1.6029 | [35 empty] | 0.50471 | 0.49529 | 0.92064 | 0.8083 | 0.1917 | 0.1917
6 | 0:01 | 99.8069 | 110 | 3 | 0.5 | 102.5 | 5 | 20 | 4.5884 | 1.1471 | 1.1471 | 111.1471 | 103.6471 | -2.6931 | [35 empty] | 0.76804 | 0.23196 | 1.1471 | 1.23 | 0 | 0
7 | 0:01 | 99.9757 | 110 | 3 | 0.5 | 103 | 5 | 20 | 5.4844 | 1.3711 | 1.3711 | 111.3711 | 104.3711 | -3.0243 | [35 empty] | 0.87909 | 0.12091 | 1.3711 | 1.4079 | 0 | 0
8 | 0:01 | 99.7059 | 110 | 3 | 0.5 | 103.5 | 5 | 20 | 6.3686 | 1.5922 | 1.5922 | 111.5922 | 105.0922 | -3.7941 | [35 empty] | 1.0772 | 0 | 1.5922 | 1.7252 | 0 | 0
9 | 0:01 | 100.8386 | 110 | 3 | 0.5 | 104 | 5 | 20 | 7.2392 | 1.8098 | 1.8098 | 111.8098 | 105.8098 | -3.1614 | [35 empty] | 0.99424 | 0.0057605 | 1.8098 | 1.5923 | 0 | 0
10 | 0:01 | 101.5879 | 110 | 3 | 0.5 | 104.5 | 5 | 20 | 8.0943 | 2.0236 | 2.0236 | 112.0236 | 106.5236 | -2.9121 | [35 empty] | 0.98714 | 0.012862 | 2.0236 | 1.5809 | 0 | 0
11 | 0:02 | 101.9002 | 110 | 3 | 0.5 | 105 | 5 | 20 | 8.932 | 2.233 | 2.233 | 112.233 | 107.233 | -3.0998 | [35 empty] | 1.0666 | 0 | 2.233 | 1.7081 | 0 | 0
12 | 0:02 | 102.3078 | 110 | 3 | 0.5 | 105.5 | 5 | 20 | 9.7506 | 2.4377 | 2.4377 | 112.4377 | 107.9377 | -3.1922 | [35 empty] | 1.126 | 0 | 2.4377 | 1.8033 | 0 | 0
13 | 0:02 | 103.7491 | 110 | 3 | 0.5 | 106 | 5 | 20 | 10.5483 | 2.6371 | 2.6371 | 112.6371 | 108.6371 | -2.2509 | [35 empty] | 0.97759 | 0.022405 | 2.6371 | 1.5656 | 0 | 0
14 | 0:02 | 104.4906 | 110 | 3 | 0.5 | 106.5 | 5 | 20 | 11.3234 | 2.8308 | 2.8308 | 112.8308 | 109.3308 | -2.0094 | [35 empty] | 0.96805 | 0.031947 | 2.8308 | 1.5504 | 0 | 0
15 | 0:02 | 104.2485 | 110 | 3 | 0.5 | 107 | 5 | 20 | 12.0742 | 3.0186 | 3.0186 | 113.0186 | 110.0186 | -2.7515 | [35 empty] | 1.154 | 0 | 3.0186 | 1.8482 | 0 | 0
16 | 0:02 | 105.3404 | 110 | 3 | 0.5 | 107.5 | 5 | 20 | 12.7992 | 3.1998 | 3.1998 | 113.1998 | 110.6998 | -2.1596 | [35 empty] | 1.0719 | 0 | 3.1998 | 1.7166 | 0 | 0
17 | 0:03 | 105.9536 | 110 | 3 | 0.5 | 108 | 5 | 20 | 13.4967 | 3.3742 | 3.3742 | 113.3742 | 111.3742 | -2.0464 | [35 empty] | 1.0841 | 0 | 3.3742 | 1.7362 | 0 | 0
18 | 0:03 | 106.5056 | 110 | 3 | 0.5 | 108.5 | 5 | 20 | 14.1653 | 3.5413 | 3.5413 | 113.5413 | 112.0413 | -1.9944 | [35 empty] | 1.1071 | 0 | 3.5413 | 1.7731 | 0 | 0
19 | 0:03 | 107.0987 | 110 | 3 | 0.5 | 109 | 5 | 20 | 14.8035 | 3.7009 | 3.7009 | 113.7009 | 112.7009 | -1.9013 | [35 empty] | 1.1204 | 0 | 3.7009 | 1.7944 | 0 | 0
20 | 0:03 | 108.02 | 110 | 3 | 0.5 | 109.5 | 5 | 20 | 15.4101 | 3.8525 | 3.8525 | 113.8525 | 113.3525 | -1.48 | [35 empty] | 1.0665 | 0 | 3.8525 | 1.708 | 0 | 0
21 | 0:03 | 108.3516 | 110 | 3 | 0.5 | 110 | 5 | 20 | 15.9836 | 3.9959 | 3.9959 | 113.9959 | 113.9959 | -1.6484 | [35 empty] | 1.1289 | 0 | 3.9959 | 1.8079 | 0 | 0
22 | 0:04 | 109.6375 | 110 | 3 | 0.5 | 110 | 5 | 20 | 16.5228 | 4.1307 | 4.1307 | 114.1307 | 114.1307 | -0.36248 | [35 empty] | 0.89864 | 0.10136 | 4.1307 | 1.4392 | 0 | 0
23 | 0:04 | 110.0718 | 110 | 3 | 0.5 | 110 | 5 | 20 | 17.0266 | 4.2567 | 4.2567 | 114.2567 | 114.2567 | 0.071848 | [35 empty] | 0.83696 | 0.16304 | 4.2567 | 1.3404 | 0 | 0
24 | 0:04 | 110.4163 | 110 | 3 | 0.5 | 110 | 5 | 20 | 17.494 | 4.3735 | 4.3735 | 114.3735 | 114.3735 | 0.41632 | [35 empty] | 0.79144 | 0.20856 | 4.3735 | 1.2675 | 0 | 0
25 | 0:04 | 111.7591 | 110 | 3 | 0.5 | 110 | 5 | 20 | 17.9238 | 4.481 | 4.481 | 114.481 | 114.481 | 1.7591 | [35 empty] | 0.54437 | 0.45563 | 4.481 | 0.87182 | 0.12818 | 0.12818
26 | 0:04 | 112.1239 | 110 | 3 | 0.5 | 110 | 5 | 20 | 18.3153 | 4.5788 | 4.5788 | 114.5788 | 114.5788 | 2.1239 | [35 empty] | 0.49099 | 0.50901 | 4.5788 | 0.78633 | 0.21367 | 0.21367
27 | 0:04 | 112.739 | 110 | 3 | 0.5 | 110 | 5 | 20 | 18.6675 | 4.6669 | 4.6669 | 114.6669 | 114.6669 | 2.739 | [35 empty] | 0.38557 | 0.61443 | 4.6669 | 0.6175 | 0.3825 | 0.3825
28 | 0:05 | 113.7594 | 110 | 3 | 0.5 | 110 | 5 | 20 | 18.9797 | 4.7449 | 4.7449 | 114.7449 | 114.7449 | 3.7594 | [35 empty] | 0.1971 | 0.8029 | 4.7449 | 0.31566 | 0.68434 | 0.68434
29 | 0:05 | 113.8749 | 110 | 3 | 0.5 | 110 | 5 | 20 | 19.2512 | 4.8128 | 4.8128 | 114.8128 | 114.8128 | 3.8749 | [35 empty] | 0.18758 | 0.81242 | 4.8128 | 0.30041 | 0.69959 | 0.69959
30 | 0:05 | 113.4406 | 110 | 3 | 0.5 | 110 | 5 | 20 | 19.4815 | 4.8704 | 4.8704 | 114.8704 | 114.8704 | 3.4406 | [35 empty] | 0.28595 | 0.71405 | 4.8704 | 0.45796 | 0.54204 | 0.54204
31 | 0:05 | 113.4787 | 110 | 3 | 0.5 | 110 | 5 | 20 | 19.67 | 4.9175 | 4.9175 | 114.9175 | 114.9175 | 3.4787 | 62.83% | 71.13% | 78.85% | 84.3% | 88.45% | 92.18% | 94.11% | 95.42% | 95.9% | 96.56% | 97.15% | 97.43% | 97.51% | 97.6% | 97.71% | 97.15% | 96.23% | 94.93% | 93.04% | 90.37% | 86.18% | 80.8% | 74.71% | 64.03% | 87.23% | 85.31% | 83.29% | 81.42% | 80.04% | 78.41% | 97.71% | 14 | +140s | 130 | 56.67% | 0.28777 | 0.71223 | 4.9175 | 0.46086 | 0.53914 | 0.53914 |  | 69.43%
32 | 0:05 | 114.2947 | 110 | 3 | 0.5 | 110 | 5 | 20 | 19.8164 | 4.9541 | 4.9541 | 114.9541 | 114.9541 | 4.2947 | 70.13% | 77.99% | 83.57% | 87.85% | 91.7% | 93.72% | 95.13% | 95.66% | 96.39% | 97.03% | 97.35% | 97.47% | 97.66% | 97.85% | 97.35% | 96.52% | 95.3% | 93.49% | 90.91% | 86.83% | 81.58% | 75.58% | 65.05% | 87.9% | 85.98% | 83.96% | 82.09% | 80.7% | 79.08% | 0% | 97.85% | 13 | +130s | 120 | 60% | 0.13188 | 0.86812 | 4.9541 | 0.21121 | 0.78879 | 0.78879 |  | 78.91%
33 | 0:05 | 114.6602 | 110 | 3 | 0.5 | 110 | 5 | 20 | 19.9203 | 4.9801 | 4.9801 | 114.9801 | 114.9801 | 4.6602 | 77.04% | 82.76% | 87.18% | 91.16% | 93.28% | 94.79% | 95.37% | 96.18% | 96.88% | 97.24% | 97.4% | 97.7% | 97.97% | 97.54% | 96.8% | 95.67% | 93.96% | 91.48% | 87.52% | 82.4% | 76.51% | 66.14% | 88.6% | 86.68% | 84.66% | 82.8% | 81.41% | 79.78% | 0% | 0% | 97.97% | 12 | +120s | 110 | 63.33% | 0.063965 | 0.93603 | 4.9801 | 0.10244 | 0.89756 | 0.89756 |  | 83.69%
34 | 0:06 | 114.239 | 110 | 3 | 0.5 | 110 | 5 | 20 | 19.9815 | 4.9954 | 4.9954 | 114.9954 | 114.9954 | 4.239 | 81.85% | 86.42% | 90.54% | 92.78% | 94.39% | 95.03% | 95.93% | 96.69% | 97.09% | 97.3% | 97.71% | 98.08% | 97.72% | 97.08% | 96.05% | 94.44% | 92.06% | 88.25% | 83.27% | 77.5% | 67.31% | 89.34% | 87.42% | 85.4% | 83.53% | 82.15% | 80.52% | 0% | 0% | 0% | 98.08% | 11 | +110s | 100 | 66.67% | 0.15127 | 0.84873 | 4.9954 | 0.24226 | 0.75774 | 0.75774 |  | 80.17%
35 | 0:06 | 114.2239 | 110 | 3 | 0.5 | 110 | 5 | 20 | 19.9999 | 5 | 5 | 115 | 115 | 4.2239 | 85.55% | 89.83% | 92.19% | 93.92% | 94.63% | 95.62% | 96.44% | 96.9% | 97.15% | 97.69% | 98.16% | 97.89% | 97.36% | 96.43% | 94.93% | 92.68% | 89.01% | 84.2% | 78.55% | 68.57% | 90.11% | 88.19% | 86.17% | 84.3% | 82.91% | 81.29% | 0% | 0% | 0% | 0% | 98.16% | 10 | +100s | 90 | 70% | 0.15522 | 0.84478 | 5 | 0.24859 | 0.75141 | 0.75141 |  | 81.1%
36 | 0:06 | 114.6915 | 110 | 3 | 0.5 | 110 | 5 | 20 | 19.9754 | 4.9939 | 4.9939 | 114.9939 | 114.9939 | 4.6915 | 89.01% | 91.5% | 93.36% | 94.14% | 95.23% | 96.13% | 96.64% | 96.94% | 97.63% | 98.2% | 98.02% | 97.62% | 96.81% | 95.43% | 93.31% | 89.82% | 85.19% | 79.69% | 69.93% | 90.91% | 88.98% | 86.97% | 85.1% | 83.71% | 82.09% | 0% | 0% | 0% | 0% | 0% | 98.2% | 9 | +90s | 80 | 73.33% | 0.060469 | 0.93953 | 4.9939 | 0.096842 | 0.90316 | 0.90316 |  | 87.28%
37 | 0:06 | 114.6547 | 110 | 3 | 0.5 | 110 | 5 | 20 | 19.9082 | 4.977 | 4.977 | 114.977 | 114.977 | 4.6547 | 90.67% | 92.68% | 93.54% | 94.74% | 95.72% | 96.29% | 96.66% | 97.51% | 98.2% | 98.12% | 97.86% | 97.18% | 95.94% | 93.97% | 90.67% | 86.25% | 80.92% | 71.42% | 91.73% | 89.81% | 87.79% | 85.93% | 84.54% | 82.91% | 0% | 0% | 0% | 0% | 0% | 0% | 98.2% | 8 | +80s | 70 | 76.67% | 0.064472 | 0.93553 | 4.977 | 0.10325 | 0.89675 | 0.89675 |  | 88.18%
38 | 0:06 | 114.5223 | 110 | 3 | 0.5 | 110 | 5 | 20 | 19.7982 | 4.9496 | 4.9496 | 114.9496 | 114.9496 | 4.5223 | 91.84% | 92.79% | 94.12% | 95.2% | 95.83% | 96.27% | 97.3% | 98.13% | 98.17% | 98.06% | 97.54% | 96.46% | 94.66% | 91.58% | 87.39% | 82.26% | 73.05% | 92.59% | 90.66% | 88.65% | 86.78% | 85.39% | 83.77% | 0% | 0% | 0% | 0% | 0% | 0% | 0% | 98.17% | 8 | +80s | 70 | 76.67% | 0.085449 | 0.91455 | 4.9496 | 0.13685 | 0.86315 | 0.86315 |  | 87.05%
39 | 0:06 | 114.9759 | 110 | 3 | 0.5 | 110 | 5 | 20 | 19.6459 | 4.9115 | 4.9115 | 114.9115 | 114.9115 | 4.9759 | 91.86% | 93.34% | 94.51% | 95.23% | 95.74% | 96.97% | 97.96% | 98.13% | 98.21% | 97.86% | 96.95% | 95.35% | 92.53% | 88.61% | 83.71% | 74.85% | 93.47% | 91.54% | 89.53% | 87.66% | 86.27% | 84.64% | 0% | 0% | 0% | 0% | 0% | 0% | 0% | 0% | 98.21% | 8 | +80s | 70 | 76.67% | 0.012877 | 0.98712 | 4.9115 | 0.020623 | 0.97938 | 0.97938 |  | 90.94%
40 | 0:07 | 114.9886 | 110 | 3 | 0.5 | 110 | 5 | 20 | 19.4514 | 4.8629 | 4.8629 | 114.8629 | 114.8629 | 4.9886 | 92.31% | 93.61% | 94.41% | 95.02% | 96.48% | 97.65% | 97.98% | 98.25% | 98.11% | 97.41% | 96.04% | 93.51% | 89.92% | 85.28% | 76.84% | 94.37% | 92.44% | 90.43% | 88.56% | 87.17% | 85.55% | 0% | 0% | 0% | 0% | 0% | 0% | 0% | 0% | 0% | 98.25% | 7 | +70s | 60 | 80% | 0.025142 | 0.97486 | 4.8629 | 0.040265 | 0.95973 | 0.95973 |  | 91.41%
41 | 0:07 | 115.7892 | 110 | 3 | 0.5 | 110 | 5 | 20 | 19.2153 | 4.8038 | 4.8038 | 114.8038 | 114.8038 | 5.7892 | 92.4% | 93.3% | 94.01% | 95.75% | 97.13% | 97.63% | 98.15% | 98.24% | 97.79% | 96.69% | 94.52% | 91.31% | 86.99% | 79.05% | 95.29% | 93.37% | 91.35% | 89.48% | 88.1% | 86.47% | 0% | 0% | 0% | 0% | 0% | 0% | 0% | 0% | 0% | 0% | 98.24% | 7 | +70s | 60 | 80% | 0.19708 | 0.80292 | 4.8038 | 0.31562 | 0.68438 | 0.68438 |  | 82.23%
42 | 0:07 | 116.0377 | 110 | 3 | 0.5 | 110 | 5 | 20 | 18.9379 | 4.7345 | 4.7345 | 114.7345 | 114.7345 | 6.0377 | 91.77% | 92.61% | 94.66% | 96.29% | 97% | 97.81% | 98.17% | 98.02% | 97.25% | 95.49% | 92.74% | 88.81% | 81.49% | 96.23% | 94.31% | 92.29% | 90.42% | 89.04% | 87.41% | 0% | 0% | 0% | 0% | 0% | 0% | 0% | 0% | 0% | 0% | 0% | 98.17% | 6 | +60s | 50 | 83.33% | 0.26064 | 0.73936 | 4.7345 | 0.41741 | 0.58259 | 0.58259 |  | 79.92%
43 | 0:07 | 115.915 | 110 | 3 | 0.5 | 110 | 5 | 20 | 18.62 | 4.655 | 4.655 | 114.655 | 114.655 | 5.915 | 90.6% | 93.03% | 94.95% | 95.91% | 97.07% | 97.77% | 97.97% | 97.59% | 96.36% | 94.17% | 90.73% | 84.16% | 97.19% | 95.27% | 93.25% | 91.38% | 89.99% | 88.37% | 0% | 0% | 0% | 0% | 0% | 0% | 0% | 0% | 0% | 0% | 0% | 0% | 97.97% | 6 | +60s | 50 | 83.33% | 0.252 | 0.748 | 4.655 | 0.40358 | 0.59642 | 0.59642 |  | 80.32%
44 | 0:07 | 115.0137 | 110 | 3 | 0.5 | 110 | 5 | 20 | 18.2622 | 4.5656 | 4.5656 | 114.5656 | 114.5656 | 5.0137 | 90.58% | 92.85% | 94.11% | 95.68% | 96.79% | 97.43% | 97.54% | 96.94% | 95.46% | 92.62% | 87.03% | 98.16% | 96.24% | 94.22% | 92.35% | 90.97% | 89.34% | 0% | 0% | 0% | 0% | 0% | 0% | 0% | 0% | 0% | 0% | 0% | 0% | 0% | 98.16% | 11 | +110s | 100 | 66.67% | 0.089622 | 0.91038 | 4.5656 | 0.14353 | 0.85647 | 0.85647 |  | 83.49%
45 | 0:07 | 115.6538 | 110 | 3 | 0.5 | 110 | 5 | 20 | 17.8653 | 4.4663 | 4.4663 | 114.4663 | 114.4663 | 5.6538 | 74.35% | 76.01% | 77.81% | 79.87% | 82.33% | 85.21% | 88.36% | 92.01% | 94.76% | 97.83% | 99.15% | 97.22% | 95.21% | 93.34% | 91.95% | 90.33% | 88.58% | 87.11% | 85.75% | 84.91% | 83.84% | 82.79% | 81.97% | 80.98% | 79.75% | 78.76% | 77.77% | 77.48% | 77.9% | 78.35% | 99.15% | 10 | +100s | 90 | 70% | 0.2375 | 0.7625 | 4.4663 | 0.38036 | 0.61964 | 0.61964 |  | 77.04%
46 | 0:08 | 115.3287 | 110 | 3 | 0.5 | 110 | 5 | 20 | 17.4301 | 4.3575 | 4.3575 | 114.3575 | 114.3575 | 5.3287 | 75.01% | 76.81% | 78.87% | 81.33% | 84.21% | 87.36% | 91.01% | 93.76% | 96.83% | 99.86% | 98.22% | 96.2% | 94.34% | 92.95% | 91.32% | 89.58% | 88.11% | 86.75% | 85.9% | 84.83% | 83.79% | 82.97% | 81.97% | 80.75% | 79.75% | 78.77% | 78.47% | 78.89% | 79.35% | 78.99% | 99.86% | 9 | +90s | 80 | 73.33% | 0.19424 | 0.80576 | 4.3575 | 0.31107 | 0.68893 | 0.68893 |  | 80.69%
47 | 0:08 | 114.9999 | 110 | 3 | 0.5 | 110 | 5 | 20 | 16.9575 | 4.2394 | 4.2394 | 114.2394 | 114.2394 | 4.9999 | 75.81% | 77.87% | 80.33% | 83.2% | 86.36% | 90.01% | 92.76% | 95.82% | 98.85% | 99.22% | 97.21% | 95.34% | 93.95% | 92.33% | 90.59% | 89.11% | 87.75% | 86.91% | 85.84% | 84.79% | 83.97% | 82.98% | 81.75% | 80.76% | 79.77% | 79.48% | 79.9% | 80.35% | 79.99% | 79.96% | 99.22% | 9 | +90s | 80 | 73.33% | 0.1521 | 0.8479 | 4.2394 | 0.24359 | 0.75641 | 0.75641 |  | 82.73%
48 | 0:08 | 114.928 | 110 | 3 | 0.5 | 110 | 5 | 20 | 16.4486 | 4.1121 | 4.1121 | 114.1121 | 114.1121 | 4.928 | 76.86% | 79.32% | 82.19% | 85.35% | 89% | 91.75% | 94.81% | 97.84% | 99.76% | 98.22% | 96.35% | 94.96% | 93.34% | 91.6% | 90.12% | 88.76% | 87.92% | 86.85% | 85.8% | 84.98% | 83.99% | 82.77% | 81.77% | 80.78% | 80.49% | 80.91% | 81.36% | 81% | 80.97% | 81.25% | 99.76% | 8 | +80s | 70 | 76.67% | 0.16317 | 0.83683 | 4.1121 | 0.26132 | 0.73868 | 0.73868 |  | 83.43%
49 | 0:08 | 114.6683 | 110 | 3 | 0.5 | 110 | 5 | 20 | 15.9044 | 3.9761 | 3.9761 | 113.9761 | 113.9761 | 4.6683 | 78.3% | 81.18% | 84.33% | 87.98% | 90.73% | 93.8% | 96.83% | 98.75% | 99.23% | 97.37% | 95.98% | 94.35% | 92.61% | 91.14% | 89.78% | 88.93% | 87.86% | 86.82% | 86% | 85.01% | 83.78% | 82.78% | 81.8% | 81.51% | 81.92% | 82.38% | 82.02% | 81.98% | 82.27% | 82.62% | 99.23% | 8 | +80s | 70 | 76.67% | 0.13844 | 0.86156 | 3.9761 | 0.22172 | 0.77828 | 0.77828 |  | 84.58%
50 | 0:08 | 114.3322 | 110 | 3 | 0.5 | 110 | 5 | 20 | 15.3262 | 3.8315 | 3.8315 | 113.8315 | 113.8315 | 4.3322 | 80.16% | 83.31% | 86.97% | 89.71% | 92.78% | 95.81% | 97.73% | 99.75% | 98.38% | 97% | 95.37% | 93.63% | 92.16% | 90.8% | 89.95% | 88.88% | 87.84% | 87.02% | 86.02% | 84.8% | 83.8% | 82.81% | 82.52% | 82.94% | 83.39% | 83.04% | 83% | 83.29% | 83.64% | 83.96% | 99.75% | 7 | +70s | 60 | 80% | 0.10014 | 0.89986 | 3.8315 | 0.16038 | 0.83962 | 0.83962 |  | 87.9%
51 | 0:08 | 113.8378 | 110 | 3 | 0.5 | 110 | 5 | 20 | 14.7151 | 3.6788 | 3.6788 | 113.6788 | 113.6788 | 3.8378 | 82.3% | 85.95% | 88.7% | 91.76% | 94.79% | 96.71% | 98.73% | 99.4% | 98.01% | 96.39% | 94.65% | 93.17% | 91.81% | 90.97% | 89.9% | 88.85% | 88.03% | 87.04% | 85.82% | 84.82% | 83.83% | 83.54% | 83.96% | 84.41% | 84.05% | 84.02% | 84.3% | 84.65% | 84.98% | 84.94% | 99.4% | 7 | +70s | 60 | 80% | 0.031816 | 0.96818 | 3.6788 | 0.050953 | 0.94905 | 0.94905 |  | 91.44%
52 | 0:09 | 113.5492 | 110 | 3 | 0.5 | 110 | 5 | 20 | 14.0724 | 3.5181 | 3.5181 | 113.5181 | 113.5181 | 3.5492 | 84.93% | 87.68% | 90.75% | 93.78% | 95.7% | 97.72% | 99.58% | 99.03% | 97.4% | 95.66% | 94.19% | 92.83% | 91.98% | 90.91% | 89.87% | 89.05% | 88.05% | 86.83% | 85.83% | 84.85% | 84.55% | 84.97% | 85.43% | 85.07% | 85.03% | 85.32% | 85.67% | 86% | 85.95% | 86.06% | 99.58% | 6 | +60s | 50 | 83.33% | 0.0062148 | 0.99379 | 3.5181 | 0.0099531 | 0.99005 | 0.99005 |  | 93.97%
53 | 0:09 | 114.0164 | 110 | 3 | 0.5 | 110 | 5 | 20 | 13.3997 | 3.3499 | 3.3499 | 113.3499 | 113.3499 | 4.0164 | 86.67% | 89.74% | 92.77% | 94.69% | 96.71% | 98.57% | 99.96% | 98.41% | 96.67% | 95.2% | 93.84% | 92.99% | 91.92% | 90.88% | 90.06% | 89.07% | 87.84% | 86.84% | 85.86% | 85.57% | 85.98% | 86.44% | 86.08% | 86.04% | 86.33% | 86.68% | 87.01% | 86.96% | 87.07% | 86.88% | 99.96% | 6 | +60s | 50 | 83.33% | 0.1333 | 0.8667 | 3.3499 | 0.21348 | 0.78652 | 0.78652 |  | 87.31%
54 | 0:09 | 113.3187 | 110 | 3 | 0.5 | 110 | 5 | 20 | 12.6982 | 3.1745 | 3.1745 | 113.1745 | 113.1745 | 3.3187 | 88.73% | 91.76% | 93.69% | 95.7% | 97.57% | 98.96% | 99.42% | 97.68% | 96.2% | 94.84% | 94% | 92.93% | 91.88% | 91.06% | 90.07% | 88.84% | 87.85% | 86.86% | 86.57% | 86.99% | 87.44% | 87.08% | 87.05% | 87.33% | 87.68% | 88.01% | 87.97% | 88.07% | 87.89% | 87.34% | 99.42% | 6 | +60s | 50 | 83.33% | 0.028825 | 0.97118 | 3.1745 | 0.046163 | 0.95384 | 0.95384 |  | 92.71%
55 | 0:09 | 113.2303 | 110 | 3 | 0.5 | 110 | 5 | 20 | 11.9694 | 2.9924 | 2.9924 | 112.9924 | 112.9924 | 3.2303 | 90.77% | 92.69% | 94.71% | 96.57% | 97.96% | 99.59% | 89.46% | 90.78% | 91.67% | 90.71% | 88.55% | 85.54% | 82.94% | 80.85% | 78.97% | 77.84% | 76.72% | 76.87% | 76.16% | 75.92% | 75.38% | 77.74% | 78.01% | 77.24% | 77.45% | 79.01% | 78.93% | 78.21% | 78.07% | 78.54% | 99.59% | 5 | +50s | 40 | 86.67% | 0.047596 | 0.9524 | 2.9924 | 0.076226 | 0.92377 | 0.92377 |  | 92.88%
56 | 0:09 | 113.8155 | 110 | 3 | 0.5 | 110 | 5 | 20 | 11.2151 | 2.8038 | 2.8038 | 112.8038 | 112.8038 | 3.8155 | 91.71% | 93.72% | 95.59% | 96.98% | 98.61% | 87.47% | 90.28% | 91.96% | 91.66% | 90.45% | 88.41% | 86.46% | 84.93% | 83.59% | 82.71% | 81.82% | 81.95% | 81.3% | 81.08% | 80.62% | 82.7% | 82.94% | 82.24% | 82.43% | 83.81% | 83.74% | 83.11% | 83% | 83.42% | 81.74% | 98.61% | 4 | +40s | 30 | 90% | 0.20234 | 0.79766 | 2.8038 | 0.32405 | 0.67595 | 0.67595 |  | 85.4%
57 | 0:09 | 113.4074 | 110 | 3 | 0.5 | 110 | 5 | 20 | 10.4367 | 2.6092 | 2.6092 | 112.6092 | 112.6092 | 3.4074 | 92.75% | 94.62% | 96.01% | 97.63% | 85.37% | 89.36% | 91.68% | 91.89% | 91.45% | 90.22% | 88.8% | 87.73% | 86.82% | 86.15% | 85.45% | 85.57% | 84.98% | 84.77% | 84.37% | 86.21% | 86.43% | 85.8% | 85.97% | 87.19% | 87.13% | 86.59% | 86.5% | 86.87% | 85.39% | 84.73% | 97.63% | 3 | +30s | 20 | 93.33% | 0.15964 | 0.84036 | 2.6092 | 0.25566 | 0.74434 | 0.74434 |  | 88.47%
58 | 0:10 | 113.083 | 110 | 3 | 0.5 | 110 | 5 | 20 | 9.6359 | 2.409 | 2.409 | 112.409 | 112.409 | 3.083 | 93.66% | 95.05% | 96.68% | 83.32% | 88.27% | 91.09% | 91.73% | 91.93% | 91.36% | 90.38% | 89.69% | 89.13% | 88.64% | 88.1% | 88.2% | 87.66% | 87.47% | 87.12% | 88.76% | 88.96% | 88.38% | 88.53% | 89.62% | 89.57% | 89.1% | 89.03% | 89.36% | 88.05% | 87.47% | 88.71% | 96.68% | 2 | +20s | 10 | 96.67% | 0.13479 | 0.86521 | 2.409 | 0.21588 | 0.78412 | 0.78412 |  | 90.59%
59 | 0:10 | 112.8125 | 110 | 3 | 0.5 | 110 | 5 | 20 | 8.8145 | 2.2036 | 2.2036 | 112.2036 | 112.2036 | 2.8125 | 94.11% | 95.74% | 81.41% | 87.14% | 90.37% | 91.36% | 92.09% | 92.06% | 91.45% | 91.08% | 90.82% | 90.48% | 90.06% | 90.16% | 89.66% | 89.48% | 89.18% | 90.65% | 90.83% | 90.29% | 90.44% | 91.41% | 91.37% | 90.95% | 90.9% | 91.2% | 90.03% | 89.52% | 90.64% | 90.45% | 95.74% | 1 | +10s | 0 | 100% | 0.12176 | 0.87824 | 2.2036 | 0.19501 | 0.80499 | 0.80499 |  | 92.08%
60 | 0:10 | 112.2278 | 110 | 3 | 0.5 | 110 | 5 | 20 | 7.9742 | 1.9936 | 1.9936 | 111.9936 | 111.9936 | 2.2278 | 94.82% | 79.65% | 86.02% | 89.6% | 90.88% | 92.05% | 92.49% | 92.19% | 92.09% | 92.08% | 91.86% | 91.56% | 91.64% | 91.18% | 91.01% | 90.75% | 92.07% | 92.24% | 91.74% | 91.87% | 92.75% | 92.72% | 92.35% | 92.31% | 92.59% | 91.53% | 91.08% | 92.1% | 91.92% | 92.4% | 94.82% | 0 | No Time Shift | 0 | 100% | 0.046858 | 0.95314 | 1.9936 | 0.075044 | 0.92496 | 0.92496 |  | 95.77%
61 | 0:10 | 112.3947 | 110 | 3 | 0.5 | 110 | 5 | 20 | 7.1168 | 1.7792 | 1.7792 | 111.7792 | 111.7792 | 2.3947 | 78.03% | 84.95% | 88.82% | 90.35% | 91.9% | 92.73% | 92.7% | 92.83% | 93.03% | 92.92% | 92.72% | 92.79% | 92.36% | 92.2% | 91.97% | 93.17% | 93.32% | 92.86% | 92.98% | 93.78% | 93.75% | 93.42% | 93.39% | 93.65% | 92.7% | 92.3% | 93.23% | 93.06% | 93.49% | 93.83% | 93.83% | 29 | +290s | 280 | 6.667% | 0.12311 | 0.87689 | 1.7792 | 0.19716 | 0.80284 | 0.80284 |  | 60.26%
62 | 0:10 | 112.7249 | 110 | 3 | 0.5 | 110 | 5 | 20 | 6.2442 | 1.5611 | 1.5611 | 111.5611 | 111.5611 | 2.7249 | 83.94% | 88.05% | 89.8% | 91.67% | 92.85% | 93.05% | 93.38% | 93.77% | 93.75% | 93.63% | 93.7% | 93.29% | 93.14% | 92.94% | 94.02% | 94.16% | 93.74% | 93.85% | 94.57% | 94.54% | 94.26% | 94.24% | 94.47% | 93.62% | 93.26% | 94.11% | 93.96% | 94.34% | 94.65% | 94.37% | 94.65% | 28 | +280s | 270 | 10% | 0.23277 | 0.76723 | 1.5611 | 0.37278 | 0.62722 | 0.62722 |  | 55.79%
63 | 0:10 | 111.9936 | 110 | 3 | 0.5 | 110 | 5 | 20 | 5.3582 | 1.3395 | 1.3395 | 111.3395 | 111.3395 | 1.9936 | 87.31% | 89.25% | 91.41% | 92.88% | 93.29% | 93.79% | 94.34% | 94.4% | 94.36% | 94.42% | 94.04% | 93.9% | 93.72% | 94.7% | 94.83% | 94.44% | 94.54% | 95.2% | 95.17% | 94.92% | 94.91% | 95.13% | 94.35% | 94.04% | 94.82% | 94.67% | 95.02% | 95.29% | 95.06% | 94.71% | 95.29% | 27 | +270s | 260 | 13.33% | 0.13082 | 0.86918 | 1.3395 | 0.20951 | 0.79049 | 0.79049 |  | 62.56%
64 | 0:11 | 112.2998 | 110 | 3 | 0.5 | 110 | 5 | 20 | 4.4607 | 1.1152 | 1.1152 | 111.1152 | 111.1152 | 2.2998 | 88.71% | 91.12% | 92.86% | 93.44% | 94.1% | 94.8% | 94.93% | 94.95% | 95% | 94.65% | 94.51% | 94.36% | 95.25% | 95.37% | 95% | 95.09% | 95.69% | 95.67% | 95.45% | 95.45% | 95.65% | 94.95% | 94.67% | 95.38% | 95.25% | 95.56% | 95.8% | 95.61% | 95.3% | 94.87% | 95.8% | 26 | +260s | 250 | 16.67% | 0.23692 | 0.76308 | 1.1152 | 0.37943 | 0.62057 | 0.62057 |  | 58.18%
65 | 0:11 | 112.2236 | 110 | 3 | 0.5 | 110 | 5 | 20 | 3.5536 | 0.88841 | 0.88841 | 110.8884 | 110.8884 | 2.2236 | 90.81% | 92.79% | 93.53% | 94.33% | 95.16% | 95.35% | 95.43% | 95.48% | 95.14% | 95.01% | 94.88% | 95.69% | 95.81% | 95.46% | 95.54% | 96.09% | 96.08% | 95.88% | 95.89% | 96.07% | 95.44% | 95.19% | 95.85% | 95.72% | 96% | 96.22% | 96.06% | 95.78% | 95.38% | 94.79% | 96.22% | 25 | +250s | 240 | 20% | 0.26704 | 0.73296 | 0.88841 | 0.42766 | 0.57234 | 0.57234 |  | 57.82%
66 | 0:11 | 112.141 | 110 | 3 | 0.5 | 110 | 5 | 20 | 2.6389 | 0.65974 | 0.65974 | 110.6597 | 110.6597 | 2.141 | 92.7% | 93.58% | 94.5% | 95.44% | 95.7% | 95.83% | 95.87% | 95.56% | 95.43% | 95.32% | 96.06% | 96.17% | 95.84% | 95.92% | 96.42% | 96.41% | 96.24% | 96.24% | 96.42% | 95.84% | 95.62% | 96.23% | 96.11% | 96.36% | 96.56% | 96.43% | 96.18% | 95.8% | 95.26% | 95.37% | 96.56% | 24 | +240s | 230 | 23.33% | 0.29626 | 0.70374 | 0.65974 | 0.47446 | 0.52554 | 0.52554 |  | 57.48%
67 | 0:11 | 111.8821 | 110 | 3 | 0.5 | 110 | 5 | 20 | 1.7186 | 0.42965 | 0.42965 | 110.4297 | 110.4297 | 1.8821 | 93.6% | 94.63% | 95.68% | 95.99% | 96.17% | 96.2% | 95.9% | 95.78% | 95.69% | 96.36% | 96.46% | 96.15% | 96.23% | 96.68% | 96.67% | 96.53% | 96.54% | 96.7% | 96.18% | 95.99% | 96.55% | 96.44% | 96.66% | 96.84% | 96.74% | 96.51% | 96.15% | 95.65% | 95.76% | 96.13% | 96.84% | 23 | +230s | 220 | 26.67% | 0.29049 | 0.70951 | 0.42965 | 0.46523 | 0.53477 | 0.53477 |  | 58.99%
68 | 0:11 | 111.4422 | 110 | 3 | 0.5 | 110 | 5 | 20 | 0.79461 | 0.19865 | 0.19865 | 110.1987 | 110.1987 | 1.4422 | 94.72% | 95.87% | 96.22% | 96.45% | 96.48% | 96.2% | 96.08% | 96% | 96.61% | 96.71% | 96.42% | 96.48% | 96.9% | 96.89% | 96.77% | 96.79% | 96.93% | 96.47% | 96.3% | 96.81% | 96.71% | 96.91% | 97.07% | 96.99% | 96.79% | 96.45% | 95.99% | 96.08% | 96.43% | 96.99% | 97.07% | 22 | +220s | 210 | 30% | 0.2487 | 0.7513 | 0.19865 | 0.3983 | 0.6017 | 0.6017 |  | 62.41%
69 | 0:11 | 110.9888 | 110 | 3 | 0.5 | 110 | 5 | 20 | -0.13111 | -0.032777 | -0.032777 | 109.9672 | 109.9672 | 0.98881 | 96.02% | 96.42% | 96.68% | 96.72% | 96.44% | 96.33% | 96.27% | 96.82% | 96.91% | 96.64% | 96.7% | 97.08% | 97.07% | 96.97% | 96.99% | 97.13% | 96.71% | 96.56% | 97.04% | 96.94% | 97.12% | 97.26% | 97.2% | 97.02% | 96.7% | 96.28% | 96.37% | 96.68% | 97.21% | 97.78% | 97.78% | 29 | +290s | 280 | 6.667% | 0.20432 | 0.79568 | 0.032777 | 0.32722 | 0.67278 | 0.67278 |  | 57.24%
70 | 0:12 | 110.6425 | 110 | 3 | 0.5 | 110 | 5 | 20 | -1.0565 | -0.26414 | -0.26414 | 109.7359 | 109.7359 | 0.64247 | 96.59% | 96.89% | 96.91% | 96.66% | 96.55% | 96.5% | 97% | 97.08% | 96.82% | 96.88% | 97.23% | 97.22% | 97.13% | 97.16% | 97.29% | 96.92% | 96.79% | 97.22% | 97.13% | 97.3% | 97.41% | 97.38% | 97.22% | 96.92% | 96.53% | 96.61% | 96.9% | 97.39% | 97.91% | 98.18% | 98.18% | 29 | +290s | 280 | 6.667% | 0.18132 | 0.81868 | 0.26414 | 0.29039 | 0.70961 | 0.70961 |  | 58.6%
71 | 0:12 | 110.3627 | 110 | 3 | 0.5 | 110 | 5 | 20 | -1.9797 | -0.49493 | -0.49493 | 109.5051 | 109.5051 | 0.36266 | 97.06% | 97.08% | 96.84% | 96.74% | 96.7% | 97.15% | 97.23% | 96.98% | 97.04% | 97.35% | 97.35% | 97.28% | 97.31% | 97.43% | 97.09% | 96.98% | 97.39% | 97.3% | 97.44% | 97.54% | 97.54% | 97.39% | 97.1% | 96.75% | 96.82% | 97.09% | 97.54% | 98.02% | 98.26% | 98.23% | 98.26% | 28 | +280s | 270 | 10% | 0.17152 | 0.82848 | 0.49493 | 0.27469 | 0.72531 | 0.72531 |  | 60.26%
72 | 0:12 | 110.3464 | 110 | 3 | 0.5 | 110 | 5 | 20 | -2.8986 | -0.72466 | -0.72466 | 109.2753 | 109.2753 | 0.34644 | 97.23% | 97% | 96.9% | 96.87% | 97.28% | 97.35% | 97.12% | 97.17% | 97.45% | 97.45% | 97.39% | 97.43% | 97.54% | 97.24% | 97.15% | 97.52% | 97.44% | 97.57% | 97.65% | 97.66% | 97.54% | 97.26% | 96.95% | 97.01% | 97.25% | 97.67% | 98.11% | 98.33% | 98.31% | 97.77% | 98.33% | 27 | +270s | 260 | 13.33% | 0.21422 | 0.78578 | 0.72466 | 0.34308 | 0.65692 | 0.65692 |  | 59.12%
73 | 0:12 | 110.8928 | 110 | 3 | 0.5 | 110 | 5 | 20 | -3.8114 | -0.95284 | -0.95284 | 109.0472 | 109.0472 | 0.89278 | 97.13% | 97.04% | 97.02% | 97.38% | 97.45% | 97.23% | 97.28% | 97.53% | 97.53% | 97.49% | 97.53% | 97.63% | 97.37% | 97.3% | 97.64% | 97.56% | 97.67% | 97.74% | 97.77% | 97.67% | 97.4% | 97.12% | 97.17% | 97.39% | 97.78% | 98.18% | 98.38% | 98.37% | 97.88% | 97.88% | 98.38% | 26 | +260s | 250 | 16.67% | 0.36912 | 0.63088 | 0.95284 | 0.59116 | 0.40884 | 0.40884 |  | 51.98%
74 | 0:12 | 110.7382 | 110 | 3 | 0.5 | 110 | 5 | 20 | -4.7159 | -1.179 | -1.179 | 108.821 | 108.821 | 0.73816 | 97.16% | 97.15% | 97.47% | 97.53% | 97.33% | 97.37% | 97.6% | 97.6% | 97.57% | 97.62% | 97.71% | 97.49% | 97.43% | 97.74% | 97.67% | 97.76% | 97.82% | 97.86% | 97.77% | 97.52% | 97.26% | 97.31% | 97.51% | 97.88% | 98.23% | 98.41% | 98.41% | 97.97% | 97.99% | 97.98% | 98.41% | 25 | +250s | 240 | 20% | 0.38343 | 0.61657 | 1.179 | 0.61407 | 0.38593 | 0.38593 |  | 52.34%
75 | 0:12 | 110.0135 | 110 | 3 | 0.5 | 110 | 5 | 20 | -5.6104 | -1.4026 | -1.4026 | 108.5974 | 108.5974 | 0.013465 | 97.27% | 97.55% | 97.6% | 97.41% | 97.45% | 97.65% | 97.66% | 97.64% | 97.69% | 97.77% | 97.58% | 97.54% | 97.82% | 97.75% | 97.83% | 97.88% | 97.94% | 97.87% | 97.63% | 97.4% | 97.43% | 97.62% | 97.95% | 98.28% | 98.43% | 98.44% | 98.04% | 98.07% | 98.08% | 97.82% | 98.44% | 25 | +250s | 240 | 20% | 0.28321 | 0.71679 | 1.4026 | 0.45357 | 0.54643 | 0.54643 |  | 57.7%
76 | 0:13 | 109.5278 | 110 | 3 | 0.5 | 110 | 5 | 20 | -6.4928 | -1.6232 | -1.6232 | 108.3768 | 108.3768 | -0.47221 | 97.61% | 97.66% | 97.48% | 97.51% | 97.69% | 97.7% | 97.69% | 97.75% | 97.83% | 97.66% | 97.64% | 97.89% | 97.83% | 97.89% | 97.92% | 98% | 97.94% | 97.72% | 97.51% | 97.55% | 97.71% | 98.02% | 98.31% | 98.45% | 98.46% | 98.1% | 98.15% | 98.16% | 97.91% | 97.84% | 98.46% | 24 | +240s | 230 | 23.33% | 0.2302 | 0.7698 | 1.6232 | 0.36866 | 0.63134 | 0.63134 |  | 61.64%
77 | 0:13 | 110.0036 | 110 | 3 | 0.5 | 110 | 5 | 20 | -7.3613 | -1.8403 | -1.8403 | 108.1597 | 108.1597 | 0.0035948 | 97.71% | 97.54% | 97.57% | 97.72% | 97.73% | 97.74% | 97.79% | 97.86% | 97.74% | 97.72% | 97.95% | 97.89% | 97.94% | 97.96% | 98.06% | 98.01% | 97.8% | 97.62% | 97.64% | 97.79% | 98.07% | 98.32% | 98.45% | 98.47% | 98.15% | 98.21% | 98.22% | 97.99% | 97.93% | 97.89% | 98.47% | 23 | +230s | 220 | 26.67% | 0.36878 | 0.63122 | 1.8403 | 0.59061 | 0.40939 | 0.40939 |  | 55.36%
78 | 0:13 | 110.0988 | 110 | 3 | 0.5 | 110 | 5 | 20 | -8.214 | -2.0535 | -2.0535 | 107.9465 | 107.9465 | 0.098846 | 97.58% | 97.61% | 97.74% | 97.75% | 97.77% | 97.83% | 97.89% | 97.79% | 97.8% | 98% | 97.94% | 97.98% | 97.98% | 98.1% | 98.07% | 97.86% | 97.71% | 97.73% | 97.86% | 98.11% | 98.33% | 98.44% | 98.47% | 98.19% | 98.26% | 98.28% | 98.06% | 98% | 97.97% | 98.01% | 98.47% | 22 | +220s | 210 | 30% | 0.43047 | 0.56953 | 2.0535 | 0.6894 | 0.3106 | 0.3106 |  | 53.18%
79 | 0:13 | 109.8147 | 110 | 3 | 0.5 | 110 | 5 | 20 | -9.0491 | -2.2623 | -2.2623 | 107.7377 | 107.7377 | -0.18534 | 97.65% | 97.75% | 97.76% | 97.8% | 97.86% | 97.91% | 97.84% | 97.86% | 98.03% | 97.99% | 98.01% | 98% | 98.13% | 98.11% | 97.92% | 97.79% | 97.8% | 97.92% | 98.15% | 98.33% | 98.42% | 98.46% | 98.22% | 98.3% | 98.33% | 98.12% | 98.06% | 98.04% | 98.09% | 97.99% | 98.46% | 21 | +210s | 200 | 33.33% | 0.41539 | 0.58461 | 2.2623 | 0.66525 | 0.33475 | 0.33475 |  | 55.09%
80 | 0:13 | 109.1362 | 110 | 3 | 0.5 | 110 | 5 | 20 | -9.8649 | -2.4662 | -2.4662 | 107.5338 | 107.5338 | -0.86376 | 97.75% | 97.76% | 97.81% | 97.87% | 97.93% | 97.89% | 97.92% | 98.06% | 98.02% | 98.03% | 98.01% | 98.15% | 98.15% | 97.97% | 97.86% | 97.87% | 97.97% | 98.17% | 98.33% | 98.4% | 98.44% | 98.24% | 98.34% | 98.37% | 98.17% | 98.11% | 98.09% | 98.15% | 98.06% | 97.65% | 98.44% | 20 | +200s | 190 | 36.67% | 0.32049 | 0.67951 | 2.4662 | 0.51327 | 0.48673 | 0.48673 |  | 61.26%
81 | 0:13 | 109.3725 | 110 | 3 | 0.5 | 110 | 5 | 20 | -10.6595 | -2.6649 | -2.6649 | 107.3351 | 107.3351 | -0.62754 | 97.76% | 97.82% | 97.88% | 97.93% | 97.92% | 97.96% | 98.08% | 98.04% | 98.04% | 98.01% | 98.17% | 98.18% | 98.01% | 97.92% | 97.93% | 98.01% | 98.19% | 98.31% | 98.37% | 98.42% | 98.25% | 98.36% | 98.4% | 98.21% | 98.16% | 98.14% | 98.21% | 98.12% | 97.73% | 97.01% | 98.42% | 19 | +190s | 180 | 40% | 0.40747 | 0.59253 | 2.6649 | 0.65256 | 0.34744 | 0.34744 |  | 57.72%
82 | 0:14 | 109.0898 | 110 | 3 | 0.5 | 110 | 5 | 20 | -11.4312 | -2.8578 | -2.8578 | 107.1422 | 107.1422 | -0.91024 | 97.82% | 97.89% | 97.93% | 97.94% | 98% | 98.1% | 98.06% | 98.04% | 98% | 98.17% | 98.2% | 98.04% | 97.98% | 97.97% | 98.04% | 98.2% | 98.29% | 98.33% | 98.39% | 98.25% | 98.38% | 98.42% | 98.24% | 98.19% | 98.18% | 98.25% | 98.18% | 97.8% | 97.11% | 94.91% | 98.42% | 21 | +210s | 200 | 33.33% | 0.38951 | 0.61049 | 2.8578 | 0.62381 | 0.37619 | 0.37619 |  | 56.46%
83 | 0:14 | 108.4839 | 110 | 3 | 0.5 | 110 | 5 | 20 | -12.1785 | -3.0446 | -3.0446 | 106.9554 | 106.9554 | -1.5161 | 97.88% | 97.91% | 97.96% | 98.03% | 98.1% | 98.07% | 98.04% | 97.99% | 98.17% | 98.21% | 98.06% | 98.02% | 98.01% | 98.06% | 98.2% | 98.26% | 98.28% | 98.35% | 98.25% | 98.38% | 98.43% | 98.27% | 98.22% | 98.21% | 98.29% | 98.22% | 97.86% | 97.2% | 95.07% | 88.7% | 98.43% | 20 | +200s | 190 | 36.67% | 0.3057 | 0.6943 | 3.0446 | 0.48959 | 0.51041 | 0.51041 |  | 62.05%
84 | 0:14 | 108.6706 | 110 | 3 | 0.5 | 110 | 5 | 20 | -12.8996 | -3.2249 | -3.2249 | 106.7751 | 106.7751 | -1.3294 | 97.9% | 97.97% | 98.05% | 98.1% | 98.07% | 98.03% | 97.97% | 98.17% | 98.22% | 98.08% | 98.06% | 98.05% | 98.08% | 98.19% | 98.22% | 98.23% | 98.3% | 98.24% | 98.39% | 98.44% | 98.28% | 98.24% | 98.24% | 98.33% | 98.26% | 97.92% | 97.28% | 95.22% | 88.95% | 80.94% | 98.44% | 19 | +190s | 180 | 40% | 0.3791 | 0.6209 | 3.2249 | 0.60713 | 0.39287 | 0.39287 |  | 59.24%
85 | 0:14 | 108.8107 | 110 | 3 | 0.5 | 110 | 5 | 20 | -13.5932 | -3.3983 | -3.3983 | 106.6017 | 106.6017 | -1.1893 | 97.97% | 98.07% | 98.09% | 98.07% | 98.01% | 97.94% | 98.15% | 98.21% | 98.09% | 98.09% | 98.07% | 98.09% | 98.18% | 98.18% | 98.17% | 98.25% | 98.22% | 98.38% | 98.44% | 98.29% | 98.25% | 98.25% | 98.35% | 98.29% | 97.97% | 97.35% | 95.36% | 89.19% | 81.29% | 66.29% | 98.44% | 18 | +180s | 170 | 43.33% | 0.4418 | 0.5582 | 3.3983 | 0.70755 | 0.29245 | 0.29245 |  | 57%
86 | 0:14 | 108.3194 | 110 | 3 | 0.5 | 110 | 5 | 20 | -14.2575 | -3.5644 | -3.5644 | 106.4356 | 106.4356 | -1.6806 | 98.07% | 98.08% | 98.05% | 97.98% | 97.9% | 98.13% | 98.2% | 98.09% | 98.12% | 98.09% | 98.09% | 98.16% | 98.12% | 98.1% | 98.19% | 98.2% | 98.37% | 98.43% | 98.3% | 98.26% | 98.26% | 98.37% | 98.32% | 98.01% | 97.42% | 95.5% | 89.43% | 81.63% | 66.79% | 46.99% | 98.43% | 17 | +170s | 160 | 46.67% | 0.37676 | 0.62324 | 3.5644 | 0.60338 | 0.39662 | 0.39662 |  | 61.59%
87 | 0:14 | 107.9472 | 110 | 3 | 0.5 | 110 | 5 | 20 | -14.8914 | -3.7228 | -3.7228 | 106.2772 | 106.2772 | -2.0528 | 98.05% | 98.03% | 97.95% | 97.86% | 98.1% | 98.19% | 98.08% | 98.13% | 98.1% | 98.09% | 98.13% | 98.06% | 98.03% | 98.12% | 98.16% | 98.34% | 98.41% | 98.29% | 98.26% | 98.27% | 98.38% | 98.33% | 98.04% | 97.47% | 95.63% | 89.66% | 81.97% | 67.29% | 47.61% | 81.74% | 98.41% | 16 | +160s | 150 | 50% | 0.334 | 0.666 | 3.7228 | 0.53491 | 0.46509 | 0.46509 |  | 64.97%
88 | 0:15 | 108.2945 | 110 | 3 | 0.5 | 110 | 5 | 20 | -15.4933 | -3.8733 | -3.8733 | 106.1267 | 106.1267 | -1.7055 | 98% | 97.91% | 97.8% | 98.06% | 98.16% | 98.07% | 98.14% | 98.1% | 98.07% | 98.09% | 97.99% | 97.94% | 98.04% | 98.12% | 98.31% | 98.39% | 98.28% | 98.25% | 98.26% | 98.38% | 98.34% | 98.06% | 97.53% | 95.76% | 89.89% | 82.31% | 67.78% | 48.24% | 81.91% | 79.32% | 98.39% | 15 | +150s | 140 | 53.33% | 0.43356 | 0.56644 | 3.8733 | 0.69435 | 0.30565 | 0.30565 |  | 60.76%
89 | 0:15 | 107.581 | 110 | 3 | 0.5 | 110 | 5 | 20 | -16.062 | -4.0155 | -4.0155 | 105.9845 | 105.9845 | -2.419 | 97.86% | 97.74% | 98.01% | 98.13% | 98.05% | 98.14% | 98.1% | 98.05% | 98.04% | 97.92% | 97.85% | 97.95% | 98.07% | 98.28% | 98.35% | 98.26% | 98.23% | 98.25% | 98.37% | 98.34% | 98.08% | 97.57% | 95.87% | 90.12% | 82.65% | 68.28% | 48.88% | 82.13% | 79.54% | 77.33% | 98.37% | 18 | +180s | 170 | 43.33% | 0.3193 | 0.6807 | 4.0155 | 0.51137 | 0.48863 | 0.48863 |  | 63.52%
90 | 0:15 | 107.2768 | 110 | 3 | 0.5 | 110 | 5 | 20 | -16.5963 | -4.1491 | -4.1491 | 105.8509 | 105.8509 | -2.7232 | 97.67% | 97.95% | 98.09% | 98.01% | 98.14% | 98.09% | 98.02% | 97.99% | 97.83% | 97.74% | 97.85% | 98.01% | 98.23% | 98.31% | 98.23% | 98.2% | 98.22% | 98.36% | 98.33% | 98.09% | 97.61% | 95.99% | 90.34% | 82.99% | 68.79% | 49.52% | 82.39% | 79.8% | 77.59% | 75.13% | 98.36% | 17 | +170s | 160 | 46.67% | 0.28518 | 0.71482 | 4.1491 | 0.45673 | 0.54327 | 0.54327 |  | 66.45%
91 | 0:15 | 107.2024 | 110 | 3 | 0.5 | 110 | 5 | 20 | -17.0951 | -4.2738 | -4.2738 | 105.7262 | 105.7262 | -2.7976 | 97.89% | 98.03% | 97.97% | 98.12% | 98.06% | 97.98% | 97.92% | 97.73% | 97.63% | 97.75% | 97.94% | 98.17% | 98.26% | 98.19% | 98.17% | 98.19% | 98.33% | 98.32% | 98.09% | 97.64% | 96.1% | 90.57% | 83.33% | 69.3% | 50.18% | 82.7% | 80.11% | 77.9% | 75.44% | 0% | 98.33% | 16 | +160s | 150 | 50% | 0.29523 | 0.70477 | 4.2738 | 0.47282 | 0.52718 | 0.52718 |  | 67.02%
92 | 0:15 | 107.2717 | 110 | 3 | 0.5 | 110 | 5 | 20 | -17.5572 | -4.3893 | -4.3893 | 105.6107 | 105.6107 | -2.7283 | 97.97% | 97.92% | 98.09% | 98.03% | 97.93% | 97.84% | 97.62% | 97.5% | 97.62% | 97.86% | 98.1% | 98.2% | 98.14% | 98.12% | 98.15% | 98.3% | 98.29% | 98.09% | 97.66% | 96.2% | 90.79% | 83.68% | 69.82% | 50.86% | 83.05% | 80.46% | 78.25% | 75.79% | 0% | 0% | 98.3% | 15 | +150s | 140 | 53.33% | 0.3322 | 0.6678 | 4.3893 | 0.53202 | 0.46798 | 0.46798 |  | 66.14%
93 | 0:15 | 107.5806 | 110 | 3 | 0.5 | 110 | 5 | 20 | -17.9816 | -4.4954 | -4.4954 | 105.5046 | 105.5046 | -2.4194 | 97.86% | 98.06% | 97.99% | 97.87% | 97.75% | 97.49% | 97.35% | 97.49% | 97.77% | 98.02% | 98.12% | 98.08% | 98.06% | 98.1% | 98.26% | 98.26% | 98.07% | 97.67% | 96.29% | 91.01% | 84.03% | 70.35% | 51.55% | 83.45% | 80.86% | 78.65% | 76.18% | 0% | 0% | 0% | 98.26% | 14 | +140s | 130 | 56.67% | 0.4152 | 0.5848 | 4.4954 | 0.66495 | 0.33505 | 0.33505 |  | 62.81%
94 | 0:16 | 107.2267 | 110 | 3 | 0.5 | 110 | 5 | 20 | -18.3676 | -4.5919 | -4.5919 | 105.4081 | 105.4081 | -2.7733 | 98.01% | 97.93% | 97.79% | 97.65% | 97.35% | 97.19% | 97.33% | 97.66% | 97.93% | 98.03% | 98% | 97.99% | 98.03% | 98.2% | 98.21% | 98.04% | 97.67% | 96.38% | 91.22% | 84.38% | 70.9% | 52.27% | 83.89% | 81.3% | 79.09% | 76.62% | 0% | 0% | 0% | 0% | 98.21% | 14 | +140s | 130 | 56.67% | 0.36372 | 0.63628 | 4.5919 | 0.58251 | 0.41749 | 0.41749 |  | 65.54%
95 | 0:16 | 106.8314 | 110 | 3 | 0.5 | 110 | 5 | 20 | -18.7141 | -4.6785 | -4.6785 | 105.3215 | 105.3215 | -3.1686 | 97.86% | 97.7% | 97.53% | 97.19% | 97.01% | 97.16% | 97.53% | 97.82% | 97.93% | 97.91% | 97.9% | 97.95% | 98.13% | 98.14% | 98% | 97.66% | 96.47% | 91.44% | 84.74% | 71.47% | 53.01% | 84.37% | 81.78% | 79.57% | 77.1% | 0% | 0% | 0% | 0% | 0% | 98.14% | 13 | +130s | 120 | 60% | 0.30199 | 0.69801 | 4.6785 | 0.48364 | 0.51636 | 0.51636 |  | 69.93%
96 | 0:16 | 106.5426 | 110 | 3 | 0.5 | 110 | 5 | 20 | -19.0206 | -4.7552 | -4.7552 | 105.2448 | 105.2448 | -3.4574 | 97.59% | 97.39% | 97.01% | 96.81% | 96.97% | 97.39% | 97.69% | 97.8% | 97.81% | 97.8% | 97.85% | 98.04% | 98.06% | 97.94% | 97.64% | 96.54% | 91.65% | 85.1% | 72.05% | 53.78% | 84.89% | 82.3% | 80.09% | 77.63% | 0% | 0% | 0% | 0% | 0% | 0% | 98.06% | 12 | +120s | 110 | 63.33% | 0.25956 | 0.74044 | 4.7552 | 0.41569 | 0.58431 | 0.58431 |  | 73.28%
97 | 0:16 | 106.3332 | 110 | 3 | 0.5 | 110 | 5 | 20 | -19.2863 | -4.8216 | -4.8216 | 105.1784 | 105.1784 | -3.6668 | 97.23% | 96.8% | 96.58% | 96.75% | 97.22% | 97.53% | 97.66% | 97.68% | 97.67% | 97.73% | 97.93% | 97.96% | 97.86% | 97.6% | 96.6% | 91.87% | 85.48% | 72.65% | 54.59% | 85.45% | 82.86% | 80.65% | 78.19% | 0% | 0% | 0% | 0% | 0% | 0% | 0% | 97.96% | 11 | +110s | 100 | 66.67% | 0.23095 | 0.76905 | 4.8216 | 0.36988 | 0.63012 | 0.63012 |  | 75.88%
98 | 0:16 | 105.9277 | 110 | 3 | 0.5 | 110 | 5 | 20 | -19.5107 | -4.8777 | -4.8777 | 105.1223 | 105.1223 | -4.0723 | 96.57% | 96.32% | 96.5% | 97.02% | 97.36% | 97.49% | 97.52% | 97.53% | 97.59% | 97.8% | 97.84% | 97.77% | 97.54% | 96.65% | 92.08% | 85.86% | 73.29% | 55.45% | 86.05% | 83.46% | 81.25% | 78.79% | 0% | 0% | 0% | 0% | 0% | 0% | 0% | 0% | 97.84% | 10 | +100s | 90 | 70% | 0.16109 | 0.83891 | 4.8777 | 0.25798 | 0.74202 | 0.74202 |  | 80.68%
99 | 0:16 | 105.8424 | 110 | 3 | 0.5 | 110 | 5 | 20 | -19.6933 | -4.9233 | -4.9233 | 105.0767 | 105.0767 | -4.1576 | 96.03% | 96.22% | 96.8% | 97.15% | 97.29% | 97.34% | 97.35% | 97.42% | 97.64% | 97.69% | 97.65% | 97.46% | 96.69% | 92.29% | 86.26% | 73.95% | 56.35% | 86.69% | 84.1% | 81.89% | 79.43% | 0% | 0% | 0% | 0% | 0% | 0% | 0% | 0% | 0% | 97.69% | 9 | +90s | 80 | 73.33% | 0.15314 | 0.84686 | 4.9233 | 0.24525 | 0.75475 | 0.75475 |  | 82.17%
100 | 0:17 | 105.9072 | 110 | 3 | 0.5 | 110 | 5 | 20 | -19.8337 | -4.9584 | -4.9584 | 105.0416 | 105.0416 | -4.0928 | 95.89% | 96.53% | 96.9% | 97.05% | 97.13% | 97.14% | 97.21% | 97.44% | 97.51% | 97.49% | 97.36% | 96.71% | 92.5% | 86.66% | 74.64% | 57.3% | 87.36% | 84.77% | 82.56% | 80.1% | 0% | 0% | 0% | 0% | 0% | 0% | 0% | 0% | 0% | 0% | 97.51% | 8 | +80s | 70 | 76.67% | 0.17311 | 0.82689 | 4.9584 | 0.27725 | 0.72275 | 0.72275 |  | 82.15%
101 | 0:17 | 106.2931 | 110 | 3 | 0.5 | 110 | 5 | 20 | -19.9315 | -4.9829 | -4.9829 | 105.0171 | 105.0171 | -3.7069 | 96.22% | 96.61% | 96.77% | 96.87% | 96.88% | 96.96% | 97.21% | 97.29% | 97.3% | 97.21% | 96.7% | 92.7% | 87.08% | 75.38% | 58.33% | 88.07% | 85.48% | 83.27% | 80.81% | 0% | 0% | 0% | 0% | 0% | 0% | 0% | 0% | 0% | 0% | 0% | 97.3% | 8 | +80s | 70 | 76.67% | 0.25521 | 0.74479 | 4.9829 | 0.40872 | 0.59128 | 0.59128 |  | 77.7%
102 | 0:17 | 105.3524 | 110 | 3 | 0.5 | 110 | 5 | 20 | -19.9867 | -4.9967 | -4.9967 | 105.0033 | 105.0033 | -4.6476 | 96.26% | 96.43% | 96.55% | 96.57% | 96.66% | 96.93% | 97.02% | 97.07% | 97.03% | 96.67% | 92.89% | 87.51% | 76.16% | 59.43% | 88.81% | 86.22% | 84.02% | 81.55% | 0% | 0% | 0% | 0% | 0% | 0% | 0% | 0% | 0% | 0% | 0% | 0% | 97.07% | 7 | +70s | 60 | 80% | 0.069818 | 0.93018 | 4.9967 | 0.11181 | 0.88819 | 0.88819 |  | 88.63%
103 | 0:17 | 105.0384 | 110 | 3 | 0.5 | 110 | 5 | 20 | -19.999 | -4.9998 | -4.9998 | 105.0002 | 105.0002 | -4.9616 | 96.03% | 96.17% | 96.2% | 96.3% | 96.58% | 96.69% | 96.77% | 96.79% | 96.59% | 93.06% | 87.95% | 76.99% | 60.61% | 89.59% | 87% | 84.79% | 82.33% | 0% | 0% | 0% | 0% | 0% | 0% | 0% | 0% | 0% | 0% | 0% | 0% | 0% | 96.79% | 7 | +70s | 60 | 80% | 0.0076318 | 0.99237 | 4.9998 | 0.012222 | 0.98778 | 0.98778 |  | 91.86%
104 | 0:17 | 105.7528 | 110 | 3 | 0.5 | 110 | 5 | 20 | -19.9685 | -4.9921 | -4.9921 | 105.0079 | 105.0079 | -4.2472 | 95.71% | 95.74% | 95.85% | 96.15% | 96.27% | 96.4% | 96.48% | 96.47% | 93.21% | 88.39% | 77.88% | 61.9% | 90.39% | 87.8% | 85.59% | 83.13% | 0% | 0% | 0% | 0% | 0% | 0% | 0% | 0% | 0% | 0% | 0% | 0% | 0% | 0% | 96.48% | 6 | +60s | 50 | 83.33% | 0.14899 | 0.85101 | 4.9921 | 0.2386 | 0.7614 | 0.7614 |  | 85.32%
105 | 0:17 | 105.5183 | 110 | 3 | 0.5 | 110 | 5 | 20 | -19.8952 | -4.9738 | -4.9738 | 105.0262 | 105.0262 | -4.4817 | 95.17% | 95.29% | 95.61% | 95.75% | 95.93% | 96.08% | 96.27% | 93.33% | 88.85% | 78.83% | 63.31% | 91.22% | 88.63% | 86.42% | 83.96% | 0% | 0% | 0% | 0% | 0% | 0% | 0% | 0% | 0% | 0% | 0% | 0% | 0% | 0% | 0% | 96.27% | 6 | +60s | 50 | 83.33% | 0.098426 | 0.90157 | 4.9738 | 0.15763 | 0.84237 | 0.84237 |  | 87.95%
106 | 0:18 | 104.8956 | 110 | 3 | 0.5 | 110 | 5 | 20 | -19.7792 | -4.9448 | -4.9448 | 105.0552 | 105.0552 | -5.1044 | 94.59% | 94.93% | 95.1% | 95.32% | 95.56% | 95.98% | 93.39% | 89.29% | 79.84% | 64.86% | 92.08% | 89.49% | 87.28% | 84.82% | 0% | 0% | 0% | 0% | 0% | 0% | 0% | 0% | 0% | 0% | 0% | 0% | 0% | 0% | 0% | 0% | 95.98% | 5 | +50s | 40 | 86.67% | 0.031925 | 0.96807 | 4.9448 | 0.051129 | 0.94887 | 0.94887 |  | 92.51%
107 | 0:18 | 104.4177 | 110 | 3 | 0.5 | 110 | 5 | 20 | -19.6209 | -4.9052 | -4.9052 | 105.0948 | 105.0948 | -5.5823 | 94.07% | 94.26% | 94.54% | 94.88% | 95.56% | 93.38% | 89.72% | 80.93% | 66.58% | 92.96% | 90.37% | 88.16% | 85.7% | 0% | 0% | 0% | 0% | 0% | 0% | 0% | 0% | 0% | 0% | 0% | 0% | 0% | 0% | 0% | 0% | 0% | 95.56% | 4 | +40s | 30 | 90% | 0.13541 | 0.86459 | 4.9052 | 0.21686 | 0.78314 | 0.78314 |  | 87.96%
108 | 0:18 | 104.8001 | 110 | 3 | 0.5 | 110 | 5 | 20 | -19.4205 | -4.8551 | -4.8551 | 105.1449 | 105.1449 | -5.1999 | 93.17% | 93.52% | 93.97% | 94.95% | 93.25% | 90.11% | 82.09% | 68.48% | 93.87% | 91.27% | 89.07% | 86.6% | 0% | 0% | 0% | 0% | 0% | 0% | 0% | 0% | 0% | 0% | 0% | 0% | 0% | 0% | 0% | 0% | 0% | 0% | 94.95% | 3 | +30s | 20 | 93.33% | 0.06896 | 0.93104 | 4.8551 | 0.11044 | 0.88956 | 0.88956 |  | 92.41%
109 | 0:18 | 104.7381 | 90 | 3 | 0.5 | 109.5 | 5 | 20 | -19.1785 | -4.7946 | -4.7946 | 85.2054 | 104.7054 | -4.7619 | 92.17% | 92.74% | 94.08% | 92.94% | 90.4% | 83.31% | 70.59% | 94.79% | 92.2% | 89.99% | 87.53% | 0% | 0% | 0% | 0% | 0% | 0% | 0% | 0% | 0% | 0% | 0% | 0% | 0% | 0% | 0% | 0% | 0% | 0% | 0% | 94.79% | 7 | +70s | 60 | 80% | 0.006551 | 0.99345 | 4.7946 | 0.010491 | 0.98951 | 0.98951 |  | 91.25%
110 | 0:18 | 104.3652 | 90 | 3 | 0.5 | 109 | 5 | 20 | -18.8954 | -4.7238 | -4.7238 | 85.2762 | 104.2762 | -4.6348 | 91.05% | 92.81% | 92.34% | 90.54% | 84.57% | 72.94% | 95.73% | 93.14% | 90.93% | 88.47% | 2.708% | 0% | 0% | 0% | 0% | 0% | 0% | 0% | 0% | 0% | 0% | 0% | 0% | 0% | 0% | 0% | 0% | 0% | 0% | 0% | 95.73% | 6 | +60s | 50 | 83.33% | 0.0178 | 0.9822 | 4.7238 | 0.028507 | 0.97149 | 0.97149 |  | 92.07%
111 | 0:18 | 104.4322 | 90 | 3 | 0.5 | 108.5 | 5 | 20 | -18.5718 | -4.6429 | -4.6429 | 85.3571 | 103.8571 | -4.0678 | 90.96% | 91.3% | 90.39% | 85.79% | 75.52% | 96.69% | 94.1% | 91.89% | 89.43% | 8.31% | 0% | 0% | 0% | 0% | 0% | 0% | 0% | 0% | 0% | 0% | 0% | 0% | 0% | 0% | 0% | 0% | 0% | 0% | 0% | 0% | 96.69% | 5 | +50s | 40 | 86.67% | 0.11503 | 0.88497 | 4.6429 | 0.18423 | 0.81577 | 0.81577 |  | 88.31%
112 | 0:19 | 104.9969 | 90 | 3 | 0.5 | 108 | 5 | 20 | -18.2084 | -4.5521 | -4.5521 | 85.4479 | 103.4479 | -3.0031 | 89.55% | 89.74% | 86.85% | 78.3% | 97.67% | 95.08% | 92.87% | 90.41% | 15.15% | 3.893% | 0% | 0% | 0% | 0% | 0% | 0% | 0% | 0% | 0% | 0% | 0% | 0% | 0% | 0% | 0% | 0% | 0% | 0% | 0% | 0% | 97.67% | 4 | +40s | 30 | 90% | 0.30981 | 0.69019 | 4.5521 | 0.49616 | 0.50384 | 0.50384 |  | 79.35%
113 | 0:19 | 104.6507 | 90 | 3 | 0.5 | 107.5 | 5 | 20 | -17.806 | -4.4515 | -4.4515 | 85.5485 | 103.0485 | -2.8493 | 93.82% | 96.01% | 98.71% | 98.66% | 96.06% | 93.86% | 91.39% | 89.16% | 86.87% | 84.77% | 82.56% | 80.23% | 77.98% | 76.46% | 75.2% | 73.78% | 72.56% | 71.94% | 71.32% | 70.32% | 70.03% | 70.22% | 69.98% | 70.16% | 70.87% | 71.95% | 72.91% | 74.17% | 75.35% | 76.26% | 98.71% | 2 | +20s | 10 | 96.67% | 0.32043 | 0.67957 | 4.4515 | 0.51318 | 0.48682 | 0.48682 |  | 81.35%
114 | 0:19 | 105.2228 | 90 | 3 | 0.5 | 107 | 5 | 20 | -17.3654 | -4.3413 | -4.3413 | 85.6587 | 102.6587 | -1.7772 | 95.01% | 97.71% | 99.65% | 97.06% | 94.85% | 92.39% | 90.16% | 87.87% | 85.77% | 83.56% | 81.23% | 78.98% | 77.46% | 76.2% | 74.78% | 73.56% | 72.93% | 72.32% | 71.32% | 71.02% | 71.22% | 70.98% | 71.16% | 71.87% | 72.94% | 73.91% | 75.16% | 76.35% | 77.26% | 77.8% | 99.65% | 2 | +20s | 10 | 96.67% | 0.51284 | 0.48716 | 4.3413 | 0.82131 | 0.17869 | 0.17869 |  | 71.4%
115 | 0:19 | 105.3444 | 90 | 3 | 0.5 | 106.5 | 5 | 20 | -16.8876 | -4.2219 | -4.2219 | 85.7781 | 102.2781 | -1.1556 | 96.7% | 99.34% | 98.07% | 95.86% | 93.4% | 91.17% | 88.87% | 86.78% | 84.57% | 82.23% | 79.99% | 78.47% | 77.21% | 75.79% | 74.56% | 73.94% | 73.33% | 72.33% | 72.03% | 72.22% | 71.98% | 72.16% | 72.87% | 73.95% | 74.91% | 76.17% | 77.36% | 78.27% | 78.8% | 79.67% | 99.34% | 1 | +10s | 0 | 100% | 0.61326 | 0.38674 | 4.2219 | 0.98214 | 0.017859 | 0.017859 |  | 67.04%
116 | 0:19 | 104.6102 | 90 | 3 | 0.5 | 106 | 5 | 20 | -16.3736 | -4.0934 | -4.0934 | 85.9066 | 101.9066 | -1.3898 | 98.33% | 99.08% | 96.87% | 94.41% | 92.18% | 89.88% | 87.79% | 85.58% | 83.25% | 81% | 79.48% | 78.22% | 76.8% | 75.58% | 74.95% | 74.34% | 73.34% | 73.04% | 73.24% | 72.99% | 73.18% | 73.88% | 74.96% | 75.93% | 77.18% | 78.37% | 79.28% | 79.81% | 80.69% | 80.83% | 99.08% | 1 | +10s | 0 | 100% | 0.54073 | 0.45927 | 4.0934 | 0.86599 | 0.13401 | 0.13401 |  | 70.83%
117 | 0:19 | 104.5439 | 90 | 3 | 0.5 | 105.5 | 5 | 20 | -15.8246 | -3.9561 | -3.9561 | 86.0439 | 101.5439 | -0.95613 | 99.9% | 97.89% | 95.42% | 93.19% | 90.9% | 88.8% | 86.59% | 84.26% | 82.01% | 80.49% | 79.23% | 77.81% | 76.59% | 75.97% | 75.35% | 74.35% | 74.06% | 74.25% | 74.01% | 74.19% | 74.9% | 75.98% | 76.94% | 78.2% | 79.39% | 80.3% | 80.83% | 81.7% | 81.85% | 82% | 99.9% | 0 | No Time Shift | 0 | 100% | 0.6 | 0.4 | 3.9561 | 0.96091 | 0.039087 | 0.039087 |  | 67.94%
118 | 0:20 | 103.8577 | 90 | 3 | 0.5 | 105 | 5 | 20 | -15.2416 | -3.8104 | -3.8104 | 86.1896 | 101.1896 | -1.1423 | 98.9% | 96.44% | 94.21% | 91.92% | 89.82% | 87.61% | 85.28% | 83.03% | 81.51% | 80.25% | 78.83% | 77.61% | 76.99% | 76.37% | 75.37% | 75.07% | 75.27% | 75.03% | 75.21% | 75.92% | 77% | 77.96% | 79.21% | 80.4% | 81.31% | 81.85% | 82.72% | 82.87% | 83.02% | 83.41% | 98.9% | 0 | No Time Shift | 0 | 100% | 0.53362 | 0.46638 | 3.8104 | 0.8546 | 0.1454 | 0.1454 |  | 71.15%
119 | 0:20 | 103.4678 | 90 | 3 | 0.5 | 104.5 | 5 | 20 | -14.6259 | -3.6565 | -3.6565 | 86.3435 | 100.8435 | -1.0322 | 97.46% | 95.23% | 92.93% | 90.84% | 88.63% | 86.3% | 84.05% | 82.53% | 81.27% | 79.85% | 78.63% | 78% | 77.39% | 76.39% | 76.09% | 76.29% | 76.04% | 76.23% | 76.93% | 78.01% | 78.98% | 80.23% | 81.42% | 82.33% | 82.86% | 83.74% | 83.88% | 84.03% | 84.43% | 84.14% | 97.46% | 0 | No Time Shift | 0 | 100% | 0.52485 | 0.47515 | 3.6565 | 0.84056 | 0.15944 | 0.15944 |  | 71.13%
120 | 0:20 | 103.389 | 90 | 3 | 0.5 | 104 | 5 | 20 | -13.979 | -3.4947 | -3.4947 | 86.5053 | 100.5053 | -0.61104 | 96.24% | 93.95% | 91.85% | 89.64% | 87.31% | 85.06% | 83.54% | 82.28% | 80.86% | 79.64% | 79.02% | 78.4% | 77.4% | 77.11% | 77.3% | 77.06% | 77.24% | 77.95% | 79.03% | 79.99% | 81.24% | 82.43% | 83.34% | 83.88% | 84.75% | 84.9% | 85.05% | 85.44% | 85.15% | 85.39% | 96.24% | 0 | No Time Shift | 0 | 100% | 0.57674 | 0.42326 | 3.4947 | 0.92366 | 0.07634 | 0.07634 |  | 67.96%
121 | 0:20 | 103.4399 | 90 | 3 | 0.5 | 103.5 | 5 | 20 | -13.302 | -3.3255 | -3.3255 | 86.6745 | 100.1745 | -0.060144 | 94.96% | 92.86% | 90.65% | 88.32% | 86.07% | 84.55% | 83.29% | 81.87% | 80.65% | 80.03% | 79.41% | 78.41% | 78.12% | 78.31% | 78.07% | 78.25% | 78.96% | 80.04% | 81% | 82.25% | 83.44% | 84.35% | 84.89% | 85.76% | 85.91% | 86.06% | 86.45% | 86.16% | 86.4% | 87.42% | 94.96% | 0 | No Time Shift | 0 | 100% | 0.65307 | 0.34693 | 3.3255 | 1.0459 | 0 | 0 |  | 64.99%
122 | 0:20 | 102.8678 | 90 | 3 | 0.5 | 103 | 5 | 20 | -12.5966 | -3.1491 | -3.1491 | 86.8509 | 99.8509 | -0.13221 | 93.87% | 91.66% | 89.32% | 87.07% | 85.55% | 84.3% | 82.87% | 81.65% | 81.03% | 80.42% | 79.41% | 79.12% | 79.31% | 79.07% | 79.25% | 79.96% | 81.04% | 82% | 83.26% | 84.45% | 85.36% | 85.89% | 86.76% | 86.91% | 87.06% | 87.45% | 87.16% | 87.41% | 88.43% | 89.58% | 93.87% | 0 | No Time Shift | 0 | 100% | 0.60339 | 0.39661 | 3.1491 | 0.96634 | 0.033664 | 0.033664 |  | 65.74%
123 | 0:20 | 102.6602 | 90 | 3 | 0.5 | 102.5 | 5 | 20 | -11.8641 | -2.966 | -2.966 | 87.034 | 99.534 | 0.16024 | 92.91% | 93.56% | 93.12% | 90.44% | 87.17% | 84.75% | 82.73% | 79.1% | 75.48% | 72.24% | 69.93% | 67.71% | 65.27% | 62.8% | 61.84% | 63.23% | 65.53% | 66.75% | 70.37% | 74.89% | 77.06% | 78.87% | 79.13% | 76.85% | 75.78% | 76.44% | 76.77% | 73.39% | 67.28% | 57.53% | 93.56% | 1 | +10s | 0 | 100% | 0.62526 | 0.37474 | 2.966 | 1.0014 | 0 | 0 |  | 64.52%
124 | 0:21 | 102.2272 | 90 | 3 | 0.5 | 102 | 5 | 20 | -11.1063 | -2.7766 | -2.7766 | 87.2234 | 99.2234 | 0.2272 | 93.28% | 93.81% | 92.05% | 89.6% | 87.84% | 86.29% | 83.22% | 80.15% | 77.46% | 75.44% | 73.45% | 71.3% | 69.07% | 68.17% | 69.42% | 71.49% | 72.6% | 75.93% | 80.07% | 82.03% | 83.7% | 83.94% | 81.9% | 80.94% | 81.5% | 81.8% | 78.66% | 72.95% | 63.78% | 54.32% | 93.81% | 1 | +10s | 0 | 100% | 0.60075 | 0.39925 | 2.7766 | 0.96212 | 0.037881 | 0.037881 |  | 65.87%
125 | 0:21 | 102.1415 | 90 | 3 | 0.5 | 101.5 | 5 | 20 | -10.3246 | -2.5812 | -2.5812 | 87.4188 | 98.9188 | 0.64154 | 93.86% | 92.85% | 91.08% | 89.85% | 88.69% | 86.1% | 83.48% | 81.25% | 79.48% | 77.68% | 75.78% | 73.76% | 72.91% | 74.03% | 75.91% | 76.92% | 80% | 83.81% | 85.6% | 87.14% | 87.36% | 85.53% | 84.66% | 85.15% | 85.41% | 82.49% | 77.13% | 68.47% | 59.45% | 50.38% | 93.86% | 0 | No Time Shift | 0 | 100% | 0.64454 | 0.35546 | 2.5812 | 1.0322 | 0 | 0 |  | 64.62%
126 | 0:21 | 101.0882 | 90 | 3 | 0.5 | 101 | 5 | 20 | -9.5208 | -2.3802 | -2.3802 | 87.6198 | 98.6198 | 0.088158 | 93.17% | 91.97% | 91.18% | 90.34% | 88.14% | 85.91% | 84.07% | 82.5% | 80.86% | 79.17% | 77.34% | 76.52% | 77.54% | 79.25% | 80.18% | 83.05% | 86.58% | 88.22% | 89.65% | 89.85% | 88.2% | 87.4% | 87.83% | 88.06% | 85.33% | 80.27% | 72.08% | 63.44% | 54.73% | 40.1% | 93.17% | 0 | No Time Shift | 0 | 100% | 0.49367 | 0.50633 | 2.3802 | 0.79063 | 0.20937 | 0.20937 |  | 71.37%
127 | 0:21 | 100.679 | 90 | 3 | 0.5 | 100.5 | 5 | 20 | -8.6966 | -2.1742 | -2.1742 | 87.8258 | 98.3258 | 0.17905 | 92.48% | 92.06% | 91.49% | 89.63% | 87.72% | 86.2% | 84.82% | 83.32% | 81.8% | 80.12% | 79.35% | 80.28% | 81.85% | 82.71% | 85.38% | 88.67% | 90.18% | 91.52% | 91.7% | 90.21% | 89.47% | 89.84% | 90.05% | 87.48% | 82.69% | 74.89% | 66.6% | 58.21% | 43.95% | 33.99% | 92.48% | 0 | No Time Shift | 0 | 100% | 0.47064 | 0.52936 | 2.1742 | 0.75374 | 0.24626 | 0.24626 |  | 72.37%
128 | 0:21 | 100.9147 | 90 | 3 | 0.5 | 100 | 5 | 20 | -7.8538 | -1.9635 | -1.9635 | 88.0365 | 98.0365 | 0.91466 | 92.64% | 92.3% | 90.73% | 89.1% | 87.86% | 86.62% | 85.25% | 83.88% | 82.33% | 81.6% | 82.45% | 83.9% | 84.69% | 87.2% | 90.28% | 91.68% | 92.94% | 93.1% | 91.75% | 91.07% | 91.38% | 91.58% | 89.15% | 84.6% | 77.15% | 69.15% | 61.05% | 47.13% | 37.41% | 27.66% | 93.1% | 17 | +170s | 160 | 46.67% | 0.57562 | 0.42438 | 1.9635 | 0.92187 | 0.07813 | 0.07813 |  | 49.19%
129 | 0:21 | 100.8241 | 90 | 3 | 0.5 | 99.5 | 5 | 20 | -6.9942 | -1.7485 | -1.7485 | 88.2515 | 97.7515 | 1.3241 | 92.88% | 91.56% | 90.17% | 89.17% | 88.06% | 86.79% | 85.56% | 84.13% | 83.42% | 84.2% | 85.54% | 86.29% | 88.65% | 91.55% | 92.84% | 94.04% | 94.19% | 92.95% | 92.32% | 92.59% | 92.77% | 90.47% | 86.12% | 78.98% | 71.26% | 63.41% | 49.79% | 40.29% | 30.62% | 93.8% | 94.19% | 16 | +160s | 150 | 50% | 0.61452 | 0.38548 | 1.7485 | 0.98417 | 0.015835 | 0.015835 |  | 48.59%
130 | 0:22 | 99.7835 | 90 | 3 | 0.5 | 99 | 5 | 20 | -6.1195 | -1.5299 | -1.5299 | 88.4701 | 97.4701 | 0.78351 | 92.19% | 91.01% | 90.22% | 89.23% | 88.05% | 86.94% | 85.6% | 84.93% | 85.64% | 86.89% | 87.59% | 89.83% | 92.56% | 93.77% | 94.9% | 95.04% | 93.9% | 93.31% | 93.55% | 93.71% | 91.52% | 87.36% | 80.49% | 73.01% | 65.4% | 52.06% | 42.75% | 33.17% | 92.93% | 92.1% | 95.04% | 15 | +150s | 140 | 53.33% | 0.46268 | 0.53732 | 1.5299 | 0.74099 | 0.25901 | 0.25901 |  | 58.09%
131 | 0:22 | 99.5284 | 90 | 3 | 0.5 | 98.5 | 5 | 20 | -5.2318 | -1.3079 | -1.3079 | 88.6921 | 97.1921 | 1.0284 | 91.68% | 91.07% | 90.18% | 89.09% | 88.08% | 86.84% | 86.18% | 86.85% | 88.02% | 88.67% | 90.8% | 93.38% | 94.51% | 95.59% | 95.72% | 94.67% | 94.12% | 94.33% | 94.48% | 92.38% | 88.38% | 81.77% | 74.5% | 67.1% | 54.01% | 44.88% | 35.37% | 92.09% | 91.25% | 90.45% | 95.72% | 14 | +140s | 130 | 56.67% | 0.46728 | 0.53272 | 1.3079 | 0.74835 | 0.25165 | 0.25165 |  | 59.18%
132 | 0:22 | 99.5974 | 90 | 3 | 0.5 | 98 | 5 | 20 | -4.3328 | -1.0832 | -1.0832 | 88.9168 | 96.9168 | 1.5974 | 91.78% | 90.98% | 89.96% | 89.05% | 87.88% | 87.25% | 87.87% | 88.96% | 89.57% | 91.6% | 94.06% | 95.12% | 96.15% | 96.27% | 95.3% | 94.78% | 94.96% | 95.1% | 93.1% | 89.24% | 82.85% | 75.78% | 68.56% | 55.71% | 46.75% | 37.31% | 91.27% | 90.43% | 89.63% | 88.31% | 96.27% | 13 | +130s | 120 | 60% | 0.53613 | 0.46387 | 1.0832 | 0.85861 | 0.14139 | 0.14139 |  | 56.8%
133 | 0:22 | 99.2916 | 90 | 3 | 0.5 | 97.5 | 5 | 20 | -3.4245 | -0.85613 | -0.85613 | 89.1439 | 96.6439 | 1.7916 | 91.66% | 90.7% | 89.87% | 88.78% | 88.17% | 88.74% | 89.77% | 90.35% | 92.28% | 94.62% | 95.62% | 96.6% | 96.72% | 95.82% | 95.33% | 95.49% | 95.61% | 93.69% | 89.97% | 83.78% | 76.9% | 69.85% | 57.21% | 48.4% | 39.04% | 90.48% | 89.64% | 88.84% | 87.52% | 86.33% | 96.72% | 12 | +120s | 110 | 63.33% | 0.52954 | 0.47046 | 0.85613 | 0.84807 | 0.15193 | 0.15193 |  | 58.41%
134 | 0:22 | 98.7429 | 90 | 3 | 0.5 | 97 | 5 | 20 | -2.5089 | -0.62723 | -0.62723 | 89.3728 | 96.3728 | 1.7429 | 91.34% | 90.58% | 89.56% | 88.97% | 89.5% | 90.47% | 91.01% | 92.87% | 95.09% | 96.04% | 96.98% | 97.08% | 96.25% | 95.8% | 95.92% | 96.04% | 94.19% | 90.6% | 84.59% | 77.88% | 70.99% | 58.55% | 49.88% | 40.58% | 89.72% | 88.88% | 88.08% | 86.76% | 85.57% | 85.31% | 97.08% | 11 | +110s | 100 | 66.67% | 0.47403 | 0.52597 | 0.62723 | 0.75917 | 0.24083 | 0.24083 |  | 62.61%
135 | 0:22 | 98.6505 | 90 | 3 | 0.5 | 96.5 | 5 | 20 | -1.588 | -0.39699 | -0.39699 | 89.603 | 96.103 | 2.1505 | 91.2% | 90.24% | 89.67% | 90.17% | 91.07% | 91.59% | 93.37% | 95.5% | 96.39% | 97.29% | 97.39% | 96.62% | 96.19% | 96.3% | 96.4% | 94.62% | 91.14% | 85.31% | 78.74% | 72% | 59.75% | 51.21% | 41.97% | 88.99% | 88.16% | 87.35% | 86.03% | 84.85% | 84.58% | 84.42% | 97.39% | 10 | +100s | 90 | 70% | 0.5095 | 0.4905 | 0.39699 | 0.81597 | 0.18403 | 0.18403 |  | 61.93%
136 | 0:23 | 98.1237 | 90 | 3 | 0.5 | 96 | 5 | 20 | -0.66358 | -0.1659 | -0.1659 | 89.8341 | 95.8341 | 2.1237 | 90.85% | 90.29% | 90.75% | 91.61% | 92.1% | 93.8% | 95.84% | 96.69% | 97.55% | 97.65% | 96.93% | 96.52% | 96.61% | 96.71% | 94.99% | 91.61% | 85.94% | 79.52% | 72.91% | 60.84% | 52.42% | 43.24% | 88.29% | 87.46% | 86.66% | 85.33% | 84.15% | 83.89% | 83.73% | 83.32% | 97.65% | 9 | +90s | 80 | 73.33% | 0.45791 | 0.54209 | 0.1659 | 0.73335 | 0.26665 | 0.26665 |  | 65.88%
137 | 0:23 | 97.8604 | 90 | 3 | 0.5 | 95.5 | 5 | 20 | 0.26221 | 0.065553 | 0.065553 | 90.0656 | 95.5656 | 2.3604 | 90.84% | 91.27% | 92.08% | 92.55% | 94.19% | 96.14% | 96.94% | 97.77% | 97.86% | 97.2% | 96.81% | 96.88% | 96.97% | 95.32% | 92.03% | 86.51% | 80.22% | 73.74% | 61.83% | 53.53% | 44.41% | 87.64% | 86.8% | 86% | 84.68% | 83.49% | 83.23% | 83.07% | 82.66% | 82.83% | 97.86% | 8 | +80s | 70 | 76.67% | 0.45897 | 0.54103 | 0.065553 | 0.73505 | 0.26495 | 0.26495 |  | 67.01%
138 | 0:23 | 97.7562 | 90 | 3 | 0.5 | 95 | 5 | 20 | 1.1874 | 0.29686 | 0.29686 | 90.2969 | 95.2969 | 2.7562 | 91.74% | 92.51% | 92.95% | 94.53% | 96.4% | 97.16% | 97.96% | 98.04% | 97.43% | 97.06% | 97.12% | 97.2% | 95.6% | 92.41% | 87.02% | 80.86% | 74.5% | 62.74% | 54.55% | 45.49% | 87.01% | 86.18% | 85.37% | 84.05% | 82.87% | 82.61% | 82.45% | 82.04% | 82.21% | 82.42% | 98.04% | 7 | +70s | 60 | 80% | 0.49187 | 0.50813 | 0.29686 | 0.78775 | 0.21225 | 0.21225 |  | 66.42%
139 | 0:23 | 97.5942 | 90 | 3 | 0.5 | 94.5 | 5 | 20 | 2.1101 | 0.52753 | 0.52753 | 90.5275 | 95.0275 | 3.0942 | 92.89% | 93.31% | 94.83% | 96.62% | 97.35% | 98.12% | 98.2% | 97.63% | 97.28% | 97.32% | 97.4% | 95.84% | 92.74% | 87.49% | 81.45% | 75.2% | 63.59% | 55.5% | 46.49% | 86.43% | 85.6% | 84.79% | 83.47% | 82.29% | 82.02% | 81.86% | 81.46% | 81.63% | 81.84% | 82.14% | 98.2% | 6 | +60s | 50 | 83.33% | 0.51334 | 0.48666 | 0.52753 | 0.82212 | 0.17788 | 0.17788 |  | 66.44%
140 | 0:23 | 96.6967 | 90 | 3 | 0.5 | 94 | 5 | 20 | 3.0283 | 0.75708 | 0.75708 | 90.7571 | 94.7571 | 2.6967 | 93.63% | 95.1% | 96.82% | 97.51% | 98.25% | 98.33% | 97.8% | 97.48% | 97.5% | 97.57% | 96.06% | 93.04% | 87.92% | 81.99% | 75.85% | 64.38% | 56.39% | 47.43% | 85.88% | 85.05% | 84.25% | 82.92% | 81.74% | 81.48% | 81.32% | 80.91% | 81.08% | 81.29% | 81.6% | 82.1% | 98.33% | 5 | +50s | 40 | 86.67% | 0.38792 | 0.61208 | 0.75708 | 0.62126 | 0.37874 | 0.37874 |  | 74.29%
141 | 0:23 | 96.6667 | 90 | 3 | 0.5 | 93.5 | 5 | 20 | 3.94 | 0.985 | 0.985 | 90.985 | 94.485 | 3.1667 | 95.34% | 97% | 97.65% | 98.37% | 98.44% | 97.95% | 97.64% | 97.65% | 97.72% | 96.26% | 93.32% | 88.31% | 82.49% | 76.45% | 65.11% | 57.22% | 48.31% | 85.38% | 84.54% | 83.74% | 82.42% | 81.23% | 80.97% | 80.81% | 80.41% | 80.58% | 80.79% | 81.09% | 81.6% | 82.26% | 98.44% | 4 | +40s | 30 | 90% | 0.43634 | 0.56366 | 0.985 | 0.6988 | 0.3012 | 0.3012 |  | 72.85%
142 | 0:24 | 96.5458 | 90 | 3 | 0.5 | 93 | 5 | 20 | 4.8432 | 1.2108 | 1.2108 | 91.2108 | 94.2108 | 3.5458 | 97.16% | 97.77% | 98.46% | 98.53% | 98.08% | 97.79% | 97.79% | 97.85% | 96.43% | 93.57% | 88.67% | 82.95% | 77.02% | 65.81% | 58.01% | 49.15% | 84.92% | 84.08% | 83.28% | 81.95% | 80.77% | 80.51% | 80.35% | 79.94% | 80.11% | 80.33% | 80.63% | 81.13% | 81.8% | 82.46% | 98.53% | 3 | +30s | 20 | 93.33% | 0.467 | 0.533 | 1.2108 | 0.74791 | 0.25209 | 0.25209 |  | 72.36%
143 | 0:24 | 96.0388 | 90 | 3 | 0.5 | 92.5 | 5 | 20 | 5.7361 | 1.434 | 1.434 | 91.434 | 93.934 | 3.5388 | 97.88% | 98.55% | 98.61% | 98.2% | 97.93% | 97.9% | 97.96% | 96.59% | 93.79% | 89.01% | 83.39% | 77.55% | 66.47% | 58.75% | 49.95% | 84.49% | 83.66% | 82.86% | 81.53% | 80.35% | 80.09% | 79.93% | 79.52% | 79.69% | 79.9% | 80.21% | 80.71% | 81.38% | 82.04% | 82.63% | 98.61% | 2 | +20s | 10 | 96.67% | 0.42095 | 0.57905 | 1.434 | 0.67416 | 0.32584 | 0.32584 |  | 75.95%
144 | 0:24 | 95.2501 | 90 | 3 | 0.5 | 92 | 5 | 20 | 6.6166 | 1.6542 | 1.6542 | 91.6542 | 93.6542 | 3.2501 | 98.62% | 98.67% | 98.3% | 98.04% | 98.01% | 98.06% | 96.73% | 94% | 89.33% | 83.8% | 78.06% | 67.1% | 59.47% | 50.71% | 84.12% | 83.28% | 82.48% | 81.16% | 79.97% | 79.71% | 79.55% | 79.14% | 79.32% | 79.53% | 79.83% | 80.33% | 81% | 81.66% | 82.25% | 83.44% | 98.67% | 1 | +10s | 0 | 100% | 0.31919 | 0.68081 | 1.6542 | 0.5112 | 0.4888 | 0.4888 |  | 82.52%
145 | 0:24 | 95.2131 | 90 | 3 | 0.5 | 91.5 | 5 | 20 | 7.483 | 1.8708 | 1.8708 | 91.8708 | 93.3708 | 3.7131 | 98.73% | 98.39% | 98.15% | 98.1% | 98.15% | 96.86% | 94.2% | 89.63% | 84.2% | 78.54% | 67.7% | 60.15% | 51.44% | 83.78% | 82.95% | 82.14% | 80.82% | 79.64% | 79.38% | 79.22% | 78.81% | 78.98% | 79.19% | 79.5% | 80% | 80.67% | 81.33% | 81.92% | 83.11% | 53.32% | 98.73% | 0 | No Time Shift | 0 | 100% | 0.36848 | 0.63152 | 1.8708 | 0.59012 | 0.40988 | 0.40988 |  | 79.91%
146 | 0:24 | 94.411 | 90 | 3 | 0.5 | 91 | 5 | 20 | 8.3334 | 2.0833 | 2.0833 | 92.0833 | 93.0833 | 3.411 | 98.47% | 98.24% | 98.18% | 98.22% | 96.97% | 94.38% | 89.91% | 84.57% | 79% | 68.28% | 60.81% | 52.15% | 83.49% | 82.66% | 81.86% | 80.53% | 79.35% | 79.09% | 78.93% | 78.52% | 78.69% | 78.9% | 79.21% | 79.71% | 80.38% | 81.04% | 81.63% | 82.82% | 52.69% | 58.53% | 98.47% | 0 | No Time Shift | 0 | 100% | 0.26553 | 0.73447 | 2.0833 | 0.42525 | 0.57475 | 0.57475 |  | 85.31%
147 | 0:24 | 94.0621 | 90 | 3 | 0.5 | 90.5 | 5 | 20 | 9.1659 | 2.2915 | 2.2915 | 92.2915 | 92.7915 | 3.5621 | 98.32% | 98.25% | 98.29% | 97.08% | 94.55% | 90.17% | 84.93% | 79.45% | 68.84% | 61.45% | 52.83% | 83.25% | 82.42% | 81.61% | 80.29% | 79.11% | 78.84% | 78.69% | 78.28% | 78.45% | 78.66% | 78.96% | 79.47% | 80.13% | 80.8% | 81.39% | 82.57% | 52.07% | 57.93% | 65.57% | 98.32% | 0 | No Time Shift | 0 | 100% | 0.25412 | 0.74588 | 2.2915 | 0.40698 | 0.59302 | 0.59302 |  | 85.87%
148 | 0:24 | 94.5601 | 90 | 3 | 0.5 | 90 | 5 | 20 | 9.9787 | 2.4947 | 2.4947 | 92.4947 | 92.4947 | 4.5601 | 98.31% | 98.34% | 97.17% | 94.7% | 90.43% | 85.27% | 79.87% | 69.38% | 62.07% | 53.5% | 83.05% | 82.22% | 81.41% | 80.09% | 78.91% | 78.65% | 78.49% | 78.08% | 78.25% | 78.46% | 78.77% | 79.27% | 79.94% | 80.6% | 81.19% | 82.38% | 51.45% | 57.35% | 65.05% | 70.59% | 98.34% | 1 | +10s | 0 | 100% | 0.41309 | 0.58691 | 2.4947 | 0.66157 | 0.33843 | 0.33843 |  | 77.4%
149 | 0:25 | 94.2437 | 90 | 3 | 0.5 | 90 | 5 | 20 | 10.7702 | 2.6925 | 2.6925 | 92.6925 | 92.6925 | 4.2437 | 98.39% | 97.25% | 94.85% | 90.67% | 85.6% | 80.29% | 69.91% | 62.68% | 54.15% | 82.9% | 82.07% | 81.26% | 79.94% | 78.76% | 78.5% | 78.34% | 77.93% | 78.1% | 78.31% | 78.62% | 79.12% | 79.78% | 80.45% | 81.04% | 82.23% | 50.84% | 56.76% | 64.54% | 70.13% | 75.92% | 98.39% | 0 | No Time Shift | 0 | 100% | 0.31024 | 0.68976 | 2.6925 | 0.49685 | 0.50315 | 0.50315 |  | 82.9%
150 | 0:25 | 93.2047 | 90 | 3 | 0.5 | 90 | 5 | 20 | 11.5386 | 2.8846 | 2.8846 | 92.8846 | 92.8846 | 3.2047 | 97.33% | 94.99% | 90.91% | 85.92% | 80.69% | 70.42% | 63.28% | 54.79% | 82.8% | 81.96% | 81.16% | 79.84% | 78.65% | 78.39% | 78.23% | 77.82% | 78% | 78.21% | 78.51% | 79.02% | 79.68% | 80.34% | 80.94% | 82.12% | 50.24% | 56.19% | 64.02% | 69.67% | 75.53% | 85.86% | 97.33% | 0 | No Time Shift | 0 | 100% | 0.064005 | 0.936 | 2.8846 | 0.1025 | 0.8975 | 0.8975 |  | 95.69%
151 | 0:25 | 92.8137 | 90 | 3 | 0.5 | 90 | 5 | 20 | 12.2822 | 3.0706 | 3.0706 | 93.0706 | 93.0706 | 2.8137 | 95.12% | 91.13% | 86.23% | 81.09% | 70.93% | 63.86% | 55.42% | 82.74% | 81.91% | 81.1% | 79.78% | 78.6% | 78.33% | 78.18% | 77.77% | 77.94% | 78.15% | 78.45% | 78.96% | 79.62% | 80.29% | 80.88% | 82.06% | 49.63% | 55.61% | 63.51% | 69.21% | 75.13% | 85.6% | 93.41% | 95.12% | 0 | No Time Shift | 0 | 100% | 0.051364 | 0.94864 | 3.0706 | 0.082261 | 0.91774 | 0.91774 |  | 95.63%
152 | 0:25 | 92.3944 | 90 | 3 | 0.5 | 90 | 5 | 20 | 12.9996 | 3.2499 | 3.2499 | 93.2499 | 93.2499 | 2.3944 | 91.35% | 86.54% | 81.48% | 71.43% | 64.44% | 56.05% | 82.73% | 81.9% | 81.09% | 79.77% | 78.59% | 78.32% | 78.17% | 77.76% | 77.93% | 78.14% | 78.44% | 78.95% | 79.61% | 80.28% | 80.87% | 82.05% | 49.03% | 55.02% | 62.99% | 68.74% | 74.73% | 85.34% | 93.28% | 94.92% | 94.92% | 29 | +290s | 280 | 6.667% | 0.17111 | 0.82889 | 3.2499 | 0.27403 | 0.72597 | 0.72597 |  | 58.06%
153 | 0:25 | 92.3191 | 90 | 3 | 0.5 | 90 | 5 | 20 | 13.689 | 3.4223 | 3.4223 | 93.4223 | 93.4223 | 2.3191 | 86.84% | 81.86% | 71.93% | 65.02% | 56.67% | 82.77% | 81.93% | 81.13% | 79.81% | 78.62% | 78.36% | 78.2% | 77.79% | 77.97% | 78.18% | 78.48% | 78.99% | 79.65% | 80.31% | 80.9% | 82.09% | 48.42% | 54.44% | 62.46% | 68.27% | 74.33% | 85.06% | 93.14% | 94.9% | 94.44% | 94.9% | 28 | +280s | 270 | 10% | 0.22063 | 0.77937 | 3.4223 | 0.35334 | 0.64666 | 0.64666 |  | 56.52%
154 | 0:25 | 92.3992 | 90 | 3 | 0.5 | 90 | 5 | 20 | 14.3492 | 3.5873 | 3.5873 | 93.5873 | 93.5873 | 2.3992 | 82.24% | 72.42% | 65.59% | 57.3% | 82.85% | 82.02% | 81.21% | 79.89% | 78.71% | 78.44% | 78.29% | 77.88% | 78.05% | 78.26% | 78.56% | 79.07% | 79.73% | 80.4% | 80.99% | 82.17% | 47.8% | 53.84% | 61.93% | 67.79% | 73.91% | 84.79% | 92.99% | 94.87% | 94.53% | 93.03% | 94.87% | 27 | +270s | 260 | 13.33% | 0.23761 | 0.76239 | 3.5873 | 0.38054 | 0.61946 | 0.61946 |  | 56.72%
155 | 0:26 | 91.5842 | 90 | 3 | 0.5 | 90 | 5 | 20 | 14.9786 | 3.7446 | 3.7446 | 93.7446 | 93.7446 | 1.5842 | 72.91% | 66.17% | 57.92% | 82.98% | 82.15% | 81.34% | 80.02% | 78.84% | 78.57% | 78.42% | 78.01% | 78.18% | 78.39% | 78.7% | 79.2% | 79.86% | 80.53% | 81.12% | 82.3% | 47.17% | 53.24% | 61.39% | 67.3% | 73.49% | 84.5% | 92.83% | 94.84% | 94.6% | 93.2% | 91.62% | 94.84% | 26 | +260s | 250 | 16.67% | 0.43209 | 0.56791 | 3.7446 | 0.692 | 0.308 | 0.308 |  | 47.43%
156 | 0:26 | 92.2254 | 90 | 3 | 0.5 | 90 | 5 | 20 | 15.5759 | 3.894 | 3.894 | 93.894 | 93.894 | 2.2254 | 66.74% | 58.55% | 83.16% | 82.33% | 81.52% | 80.2% | 79.02% | 78.75% | 78.59% | 78.19% | 78.36% | 78.57% | 78.87% | 79.38% | 80.04% | 80.71% | 81.3% | 82.48% | 46.53% | 52.62% | 60.83% | 66.8% | 73.06% | 84.2% | 92.66% | 94.79% | 94.68% | 93.37% | 91.87% | 90.41% | 94.79% | 25 | +250s | 240 | 20% | 0.33371 | 0.66629 | 3.894 | 0.53444 | 0.46556 | 0.46556 |  | 53.78%
157 | 0:26 | 92.322 | 90 | 3 | 0.5 | 90 | 5 | 20 | 16.1398 | 4.0349 | 4.0349 | 94.0349 | 94.0349 | 2.322 | 59.18% | 83.38% | 82.55% | 81.74% | 80.42% | 79.24% | 78.98% | 78.82% | 78.41% | 78.58% | 78.79% | 79.1% | 79.6% | 80.27% | 80.93% | 81.52% | 82.71% | 45.87% | 51.99% | 60.26% | 66.28% | 72.61% | 83.89% | 92.48% | 94.74% | 94.74% | 93.53% | 92.1% | 90.71% | 88.2% | 94.74% | 25 | +250s | 240 | 20% | 0.34258 | 0.65742 | 4.0349 | 0.54865 | 0.45135 | 0.45135 |  | 53.29%
158 | 0:26 | 92.2101 | 90 | 3 | 0.5 | 90 | 5 | 20 | 16.6691 | 4.1673 | 4.1673 | 94.1673 | 94.1673 | 2.2101 | 83.65% | 82.82% | 82.01% | 80.69% | 79.51% | 79.24% | 79.09% | 78.68% | 78.85% | 79.06% | 79.37% | 79.87% | 80.53% | 81.2% | 81.79% | 82.97% | 45.2% | 51.34% | 59.67% | 65.75% | 72.14% | 83.56% | 92.29% | 94.67% | 94.8% | 93.68% | 92.34% | 91.02% | 88.55% | 85.14% | 94.8% | 24 | +240s | 230 | 23.33% | 0.39143 | 0.60857 | 4.1673 | 0.62688 | 0.37312 | 0.37312 |  | 51.82%
159 | 0:26 | 92.9013 | 90 | 3 | 0.5 | 90 | 5 | 20 | 17.1627 | 4.2907 | 4.2907 | 94.2907 | 94.2907 | 2.9013 | 83.13% | 82.33% | 81.01% | 79.82% | 79.56% | 79.4% | 78.99% | 79.17% | 79.38% | 79.68% | 80.18% | 80.85% | 81.51% | 82.1% | 83.29% | 44.5% | 50.66% | 59.06% | 65.2% | 71.66% | 83.22% | 92.09% | 94.6% | 94.85% | 93.83% | 92.57% | 91.33% | 88.91% | 85.56% | 80.35% | 94.85% | 23 | +230s | 220 | 26.67% | 0.27788 | 0.72212 | 4.2907 | 0.44504 | 0.55496 | 0.55496 |  | 59.01%
160 | 0:26 | 92.6449 | 90 | 3 | 0.5 | 90 | 5 | 20 | 17.6196 | 4.4049 | 4.4049 | 94.4049 | 94.4049 | 2.6449 | 82.69% | 81.36% | 80.18% | 79.92% | 79.76% | 79.35% | 79.52% | 79.74% | 80.04% | 80.54% | 81.21% | 81.87% | 82.46% | 83.65% | 43.78% | 49.96% | 58.43% | 64.62% | 71.15% | 82.86% | 91.87% | 94.52% | 94.9% | 93.98% | 92.8% | 91.63% | 89.26% | 85.98% | 80.86% | 72.66% | 94.9% | 22 | +220s | 210 | 30% | 0.352 | 0.648 | 4.4049 | 0.56374 | 0.43626 | 0.43626 |  | 56.17%
161 | 0:27 | 92.4544 | 90 | 3 | 0.5 | 90 | 5 | 20 | 18.0386 | 4.5097 | 4.5097 | 94.5097 | 94.5097 | 2.4544 | 81.77% | 80.58% | 80.32% | 80.16% | 79.75% | 79.93% | 80.14% | 80.44% | 80.95% | 81.61% | 82.27% | 82.87% | 84.05% | 43.03% | 49.23% | 57.77% | 64.01% | 70.62% | 82.48% | 91.64% | 94.42% | 94.93% | 94.12% | 93.04% | 91.94% | 89.62% | 86.42% | 81.38% | 73.28% | 61.72% | 94.93% | 21 | +210s | 200 | 33.33% | 0.41106 | 0.58894 | 4.5097 | 0.65832 | 0.34168 | 0.34168 |  | 54.15%
162 | 0:27 | 92.5338 | 90 | 3 | 0.5 | 90 | 5 | 20 | 18.4191 | 4.6048 | 4.6048 | 94.6048 | 94.6048 | 2.5338 | 81.03% | 80.77% | 80.61% | 80.2% | 80.37% | 80.58% | 80.89% | 81.39% | 82.06% | 82.72% | 83.31% | 84.5% | 42.23% | 48.47% | 57.07% | 63.37% | 70.06% | 82.07% | 91.38% | 94.31% | 94.96% | 94.26% | 93.27% | 92.25% | 89.98% | 86.85% | 81.91% | 73.92% | 62.49% | 83.68% | 94.96% | 20 | +200s | 190 | 36.67% | 0.4142 | 0.5858 | 4.6048 | 0.66334 | 0.33666 | 0.33666 |  | 55.1%
163 | 0:27 | 93.5483 | 90 | 3 | 0.5 | 90 | 5 | 20 | 18.76 | 4.69 | 4.69 | 94.69 | 94.69 | 3.5483 | 81.25% | 81.1% | 80.69% | 80.86% | 81.07% | 81.37% | 81.88% | 82.54% | 83.21% | 83.8% | 84.98% | 41.4% | 47.66% | 56.33% | 62.7% | 69.46% | 81.63% | 91.1% | 94.18% | 94.98% | 94.39% | 93.49% | 92.57% | 90.35% | 87.3% | 82.46% | 74.57% | 63.3% | 84.16% | 82.24% | 94.98% | 19 | +190s | 180 | 40% | 0.22834 | 0.77166 | 4.69 | 0.36569 | 0.63431 | 0.63431 |  | 66.14%
164 | 0:27 | 93.646 | 90 | 3 | 0.5 | 90 | 5 | 20 | 19.0607 | 4.7652 | 4.7652 | 94.7652 | 94.7652 | 3.646 | 81.62% | 81.21% | 81.39% | 81.6% | 81.9% | 82.41% | 83.07% | 83.73% | 84.33% | 85.51% | 40.52% | 46.8% | 55.55% | 61.98% | 68.82% | 81.16% | 90.8% | 94.03% | 94.98% | 94.52% | 93.72% | 92.89% | 90.73% | 87.77% | 83.03% | 75.26% | 64.13% | 84.69% | 82.77% | 80.65% | 94.98% | 18 | +180s | 170 | 43.33% | 0.22385 | 0.77615 | 4.7652 | 0.35849 | 0.64151 | 0.64151 |  | 67.49%
165 | 0:27 | 93.4061 | 90 | 3 | 0.5 | 90 | 5 | 20 | 19.3206 | 4.8302 | 4.8302 | 94.8302 | 94.8302 | 3.4061 | 81.78% | 81.95% | 82.17% | 82.47% | 82.97% | 83.64% | 84.3% | 84.89% | 86.08% | 39.58% | 45.89% | 54.71% | 61.21% | 68.14% | 80.65% | 90.46% | 93.86% | 94.98% | 94.64% | 93.95% | 93.21% | 91.11% | 88.24% | 83.62% | 75.97% | 65.01% | 85.26% | 83.34% | 81.22% | 79.82% | 94.98% | 17 | +170s | 160 | 46.67% | 0.28482 | 0.71518 | 4.8302 | 0.45614 | 0.54386 | 0.54386 |  | 65.34%
166 | 0:27 | 94.0432 | 90 | 3 | 0.5 | 90 | 5 | 20 | 19.5391 | 4.8848 | 4.8848 | 94.8848 | 94.8848 | 4.0432 | 82.56% | 82.77% | 83.07% | 83.58% | 84.24% | 84.91% | 85.5% | 86.68% | 38.58% | 44.91% | 53.81% | 60.38% | 67.4% | 80.1% | 90.08% | 93.66% | 94.95% | 94.75% | 94.18% | 93.54% | 91.5% | 88.73% | 84.23% | 76.72% | 65.93% | 85.87% | 83.94% | 81.82% | 80.43% | 79.08% | 94.95% | 16 | +160s | 150 | 50% | 0.16832 | 0.83168 | 4.8848 | 0.26957 | 0.73043 | 0.73043 |  | 72.66%
167 | 0:28 | 94.263 | 90 | 3 | 0.5 | 90 | 5 | 20 | 19.7158 | 4.9289 | 4.9289 | 94.9289 | 94.9289 | 4.263 | 83.42% | 83.72% | 84.22% | 84.89% | 85.55% | 86.14% | 87.33% | 37.49% | 43.85% | 52.84% | 59.48% | 66.59% | 79.48% | 89.67% | 93.43% | 94.91% | 94.85% | 94.4% | 93.88% | 91.91% | 89.24% | 84.86% | 77.5% | 66.9% | 86.51% | 84.59% | 82.47% | 81.07% | 79.72% | 0% | 94.91% | 15 | +150s | 140 | 53.33% | 0.13318 | 0.86682 | 4.9289 | 0.2133 | 0.7867 | 0.7867 |  | 75.64%
168 | 0:28 | 94.3039 | 90 | 3 | 0.5 | 90 | 5 | 20 | 19.8501 | 4.9625 | 4.9625 | 94.9625 | 94.9625 | 4.3039 | 84.4% | 84.9% | 85.57% | 86.23% | 86.82% | 88.01% | 36.32% | 42.71% | 51.78% | 58.5% | 65.71% | 78.81% | 89.2% | 93.16% | 94.84% | 94.94% | 94.62% | 94.21% | 92.32% | 89.77% | 85.53% | 78.33% | 67.94% | 87.19% | 85.27% | 83.15% | 81.75% | 80.4% | 0% | 0% | 94.94% | 15 | +150s | 140 | 53.33% | 0.13173 | 0.86827 | 4.9625 | 0.21096 | 0.78904 | 0.78904 |  | 75.73%
169 | 0:28 | 94.3443 | 90 | 3 | 0.5 | 90 | 5 | 20 | 19.942 | 4.9855 | 4.9855 | 94.9855 | 94.9855 | 4.3443 | 85.62% | 86.28% | 86.94% | 87.53% | 88.72% | 35.03% | 41.45% | 50.62% | 57.42% | 64.74% | 78.05% | 88.66% | 92.85% | 94.73% | 95.01% | 94.84% | 94.56% | 92.75% | 90.32% | 86.23% | 79.2% | 69.04% | 87.9% | 85.98% | 83.86% | 82.47% | 81.11% | 0% | 0% | 0% | 95.01% | 14 | +140s | 130 | 56.67% | 0.12824 | 0.87176 | 4.9855 | 0.20537 | 0.79463 | 0.79463 |  | 77.05%
170 | 0:28 | 94.3553 | 90 | 3 | 0.5 | 90 | 5 | 20 | 19.9911 | 4.9978 | 4.9978 | 94.9978 | 94.9978 | 4.3553 | 87.03% | 87.69% | 88.28% | 89.47% | 33.62% | 40.06% | 49.33% | 56.22% | 63.65% | 77.21% | 88.05% | 92.47% | 94.59% | 95.06% | 95.04% | 94.9% | 93.18% | 90.89% | 86.97% | 80.13% | 70.23% | 88.65% | 86.73% | 84.61% | 83.21% | 81.86% | 0% | 0% | 0% | 0% | 95.06% | 13 | +130s | 120 | 60% | 0.1285 | 0.8715 | 4.9978 | 0.20579 | 0.79421 | 0.79421 |  | 78.16%
171 | 0:28 | 94.8601 | 90 | 3 | 0.5 | 90 | 5 | 20 | 19.9973 | 4.9993 | 4.9993 | 94.9993 | 94.9993 | 4.8601 | 88.47% | 89.06% | 90.24% | 32.05% | 38.52% | 47.89% | 54.88% | 62.43% | 76.24% | 87.34% | 92.02% | 94.4% | 95.07% | 95.23% | 95.25% | 93.62% | 91.48% | 87.75% | 81.13% | 71.5% | 89.42% | 87.5% | 85.38% | 83.99% | 82.64% | 0% | 0% | 0% | 0% | 0% | 95.25% | 14 | +140s | 130 | 56.67% | 0.027853 | 0.97215 | 4.9993 | 0.044608 | 0.95539 | 0.95539 |  | 82.48%
172 | 0:28 | 94.3852 | 90 | 3 | 0.5 | 90 | 5 | 20 | 19.9607 | 4.9902 | 4.9902 | 94.9902 | 94.9902 | 4.3852 | 89.87% | 91.05% | 30.29% | 36.79% | 46.27% | 53.36% | 61.05% | 75.14% | 86.52% | 91.48% | 94.15% | 95.05% | 95.4% | 95.58% | 94.07% | 92.1% | 88.58% | 82.2% | 72.89% | 90.23% | 88.31% | 86.19% | 84.8% | 83.44% | 0% | 0% | 0% | 0% | 0% | 0% | 95.58% | 13 | +130s | 120 | 60% | 0.121 | 0.879 | 4.9902 | 0.19378 | 0.80622 | 0.80622 |  | 78.74%
173 | 0:29 | 95.0435 | 90 | 3 | 0.5 | 90 | 5 | 20 | 19.8813 | 4.9703 | 4.9703 | 94.9703 | 94.9703 | 5.0435 | 91.89% | 28.29% | 34.82% | 44.43% | 51.63% | 59.46% | 73.85% | 85.54% | 90.83% | 93.81% | 94.96% | 95.53% | 95.91% | 94.52% | 92.74% | 89.45% | 83.35% | 74.4% | 91.07% | 89.15% | 87.03% | 85.63% | 84.28% | 0% | 0% | 0% | 0% | 0% | 0% | 0% | 95.91% | 12 | +120s | 110 | 63.33% | 0.014634 | 0.98537 | 4.9703 | 0.023437 | 0.97656 | 0.97656 |  | 85.63%
174 | 0:29 | 95.1698 | 90 | 3 | 0.5 | 90 | 5 | 20 | 19.7594 | 4.9398 | 4.9398 | 94.9398 | 94.9398 | 5.1698 | 26.01% | 32.57% | 42.31% | 49.62% | 57.61% | 72.34% | 84.37% | 90.01% | 93.35% | 94.79% | 95.61% | 96.2% | 94.96% | 93.4% | 90.38% | 84.59% | 76.06% | 91.93% | 90.01% | 87.89% | 86.49% | 85.14% | 0% | 0% | 0% | 0% | 0% | 0% | 0% | 0% | 96.2% | 11 | +110s | 100 | 66.67% | 0.045997 | 0.954 | 4.9398 | 0.073666 | 0.92633 | 0.92633 |  | 85.17%
175 | 0:29 | 95.0092 | 90 | 3 | 0.5 | 90 | 5 | 20 | 19.5951 | 4.8988 | 4.8988 | 94.8988 | 94.8988 | 5.0092 | 29.96% | 39.84% | 47.28% | 55.45% | 70.54% | 82.95% | 88.99% | 92.74% | 94.51% | 95.6% | 96.45% | 95.38% | 94.06% | 91.36% | 85.93% | 77.89% | 92.81% | 90.89% | 88.77% | 87.38% | 86.03% | 0% | 0% | 0% | 0% | 0% | 0% | 0% | 0% | 0% | 96.45% | 10 | +100s | 90 | 70% | 0.022089 | 0.97791 | 4.8988 | 0.035376 | 0.96462 | 0.96462 |  | 87.64%
176 | 0:29 | 95.1487 | 90 | 3 | 0.5 | 90 | 5 | 20 | 19.3887 | 4.8472 | 4.8472 | 94.8472 | 94.8472 | 5.1487 | 36.92% | 44.5% | 52.86% | 68.36% | 81.19% | 87.69% | 91.91% | 94.06% | 95.48% | 96.61% | 95.73% | 94.71% | 92.37% | 87.38% | 79.91% | 93.72% | 91.8% | 89.68% | 88.28% | 86.93% | 0% | 0% | 0% | 0% | 0% | 0% | 0% | 0% | 0% | 0% | 96.61% | 9 | +90s | 80 | 73.33% | 0.0603 | 0.9397 | 4.8472 | 0.096571 | 0.90343 | 0.90343 |  | 86.76%
177 | 0:29 | 95.2844 | 90 | 3 | 0.5 | 90 | 5 | 20 | 19.1409 | 4.7852 | 4.7852 | 94.7852 | 94.7852 | 5.2844 | 41.16% | 49.72% | 65.68% | 78.98% | 86.01% | 90.77% | 93.36% | 95.15% | 96.62% | 95.97% | 95.29% | 93.39% | 88.92% | 82.14% | 94.65% | 92.73% | 90.61% | 89.21% | 87.86% | 0% | 0% | 0% | 0% | 0% | 0% | 0% | 0% | 0% | 0% | 0% | 96.62% | 8 | +80s | 70 | 76.67% | 0.099841 | 0.90016 | 4.7852 | 0.1599 | 0.8401 | 0.8401 |  | 85.77%
178 | 0:29 | 95.4893 | 90 | 3 | 0.5 | 90 | 5 | 20 | 18.852 | 4.713 | 4.713 | 94.713 | 94.713 | 5.4893 | 45.86% | 62.31% | 76.14% | 83.78% | 89.17% | 92.29% | 94.53% | 96.39% | 96.02% | 95.76% | 94.38% | 90.54% | 84.59% | 95.59% | 93.67% | 91.55% | 90.16% | 88.81% | 0% | 0% | 0% | 0% | 0% | 0% | 0% | 0% | 0% | 0% | 0% | 0% | 96.39% | 7 | +70s | 60 | 80% | 0.15526 | 0.84474 | 4.713 | 0.24865 | 0.75135 | 0.75135 |  | 83.84%
179 | 0:30 | 95.4217 | 90 | 3 | 0.5 | 90 | 5 | 20 | 18.5227 | 4.6307 | 4.6307 | 94.6307 | 94.6307 | 5.4217 | 57.99% | 72.42% | 80.78% | 86.92% | 90.65% | 93.42% | 95.76% | 95.73% | 95.96% | 95.22% | 92.16% | 87.25% | 96.56% | 94.64% | 92.52% | 91.12% | 89.77% | 0% | 0% | 0% | 0% | 0% | 0% | 0% | 0% | 0% | 0% | 0% | 0% | 0% | 96.56% | 12 | +120s | 110 | 63.33% | 0.15821 | 0.84179 | 4.6307 | 0.25337 | 0.74663 | 0.74663 |  | 78.18%
180 | 0:30 | 95.5632 | 90 | 3 | 0.5 | 90 | 5 | 20 | 18.1538 | 4.5384 | 4.5384 | 94.5384 | 94.5384 | 5.5632 | 67.44% | 76.63% | 83.65% | 88.13% | 91.54% | 94.45% | 94.84% | 95.69% | 95.74% | 93.65% | 90.04% | 97.53% | 95.61% | 93.49% | 92.1% | 90.75% | 0% | 0% | 0% | 0% | 0% | 0% | 0% | 0% | 0% | 0% | 0% | 0% | 0% | 0% | 97.53% | 11 | +110s | 100 | 66.67% | 0.20495 | 0.79505 | 4.5384 | 0.32823 | 0.67177 | 0.67177 |  | 77.13%
181 | 0:30 | 94.8447 | 90 | 3 | 0.5 | 90 | 5 | 20 | 17.7459 | 4.4365 | 4.4365 | 94.4365 | 94.4365 | 4.8447 | 91.81% | 91.95% | 92.4% | 92.9% | 93.37% | 94.57% | 95.55% | 96.72% | 98.26% | 99.64% | 98.52% | 96.6% | 94.48% | 93.09% | 91.73% | 90.13% | 89% | 87.65% | 86.47% | 85.37% | 84.24% | 83.36% | 81.96% | 80.91% | 80.52% | 80.03% | 79.62% | 79.1% | 78.86% | 78.78% | 99.64% | 9 | +90s | 80 | 73.33% | 0.081656 | 0.91834 | 4.4365 | 0.13077 | 0.86923 | 0.86923 |  | 86.63%
182 | 0:30 | 94.5702 | 90 | 3 | 0.5 | 90 | 5 | 20 | 17.3 | 4.325 | 4.325 | 94.325 | 94.325 | 4.5702 | 90.95% | 91.4% | 91.9% | 92.37% | 93.57% | 94.55% | 95.73% | 97.26% | 98.64% | 99.52% | 97.6% | 95.48% | 94.08% | 92.73% | 91.13% | 90% | 88.65% | 87.47% | 86.36% | 85.24% | 84.36% | 82.96% | 81.91% | 81.52% | 81.03% | 80.62% | 80.1% | 79.86% | 79.78% | 79.76% | 99.52% | 9 | +90s | 80 | 73.33% | 0.049044 | 0.95096 | 4.325 | 0.078544 | 0.92146 | 0.92146 |  | 88.33%
183 | 0:30 | 94.6182 | 90 | 3 | 0.5 | 90 | 5 | 20 | 16.817 | 4.2043 | 4.2043 | 94.2043 | 94.2043 | 4.6182 | 90.39% | 90.9% | 91.36% | 92.56% | 93.54% | 94.72% | 96.25% | 97.63% | 99.47% | 98.61% | 96.49% | 95.09% | 93.74% | 92.14% | 91.01% | 89.66% | 88.48% | 87.37% | 86.25% | 85.37% | 83.96% | 82.91% | 82.52% | 82.04% | 81.62% | 81.11% | 80.86% | 80.78% | 80.77% | 80.26% | 99.47% | 8 | +80s | 70 | 76.67% | 0.082785 | 0.91722 | 4.2043 | 0.13258 | 0.86742 | 0.86742 |  | 87.63%
184 | 0:30 | 94.7534 | 90 | 3 | 0.5 | 90 | 5 | 20 | 16.298 | 4.0745 | 4.0745 | 94.0745 | 94.0745 | 4.7534 | 89.88% | 90.35% | 91.55% | 92.53% | 93.71% | 95.24% | 96.62% | 98.46% | 99.62% | 97.5% | 96.1% | 94.75% | 93.15% | 92.02% | 90.67% | 89.49% | 88.38% | 87.26% | 86.38% | 84.98% | 83.93% | 83.53% | 83.05% | 82.64% | 82.12% | 81.88% | 81.8% | 81.78% | 81.28% | 80.68% | 99.62% | 8 | +80s | 70 | 76.67% | 0.13577 | 0.86423 | 4.0745 | 0.21744 | 0.78256 | 0.78256 |  | 84.85%
185 | 0:31 | 94.8961 | 90 | 3 | 0.5 | 90 | 5 | 20 | 15.744 | 3.936 | 3.936 | 93.936 | 93.936 | 4.8961 | 89.33% | 90.53% | 91.51% | 92.69% | 94.22% | 95.6% | 97.44% | 99.36% | 98.51% | 97.12% | 95.77% | 94.17% | 93.04% | 91.68% | 90.51% | 89.4% | 88.27% | 87.4% | 85.99% | 84.94% | 84.55% | 84.07% | 83.65% | 83.13% | 82.89% | 82.81% | 82.8% | 82.29% | 81.7% | 81.75% | 99.36% | 7 | +70s | 60 | 80% | 0.19202 | 0.80798 | 3.936 | 0.30752 | 0.69248 | 0.69248 |  | 82.87%
186 | 0:31 | 94.7147 | 90 | 3 | 0.5 | 90 | 5 | 20 | 15.1564 | 3.7891 | 3.7891 | 93.7891 | 93.7891 | 4.7147 | 89.52% | 90.5% | 91.67% | 93.2% | 94.59% | 96.43% | 98.35% | 99.53% | 98.14% | 96.79% | 95.18% | 94.05% | 92.7% | 91.52% | 90.42% | 89.29% | 88.41% | 87.01% | 85.96% | 85.57% | 85.09% | 84.67% | 84.15% | 83.91% | 83.83% | 83.82% | 83.31% | 82.72% | 82.77% | 82.79% | 99.53% | 7 | +70s | 60 | 80% | 0.18511 | 0.81489 | 3.7891 | 0.29646 | 0.70354 | 0.70354 |  | 83.3%
187 | 0:31 | 94.6044 | 90 | 3 | 0.5 | 90 | 5 | 20 | 14.5362 | 3.6341 | 3.6341 | 93.6341 | 93.6341 | 4.6044 | 89.48% | 90.66% | 92.19% | 93.57% | 95.41% | 97.33% | 99.45% | 99.15% | 97.8% | 96.2% | 95.07% | 93.72% | 92.54% | 91.43% | 90.31% | 89.43% | 88.03% | 86.98% | 86.58% | 86.1% | 85.69% | 85.17% | 84.93% | 84.85% | 84.83% | 84.33% | 83.74% | 83.78% | 83.81% | 84.04% | 99.45% | 6 | +60s | 50 | 83.33% | 0.19406 | 0.80594 | 3.6341 | 0.3108 | 0.6892 | 0.6892 |  | 83.9%
188 | 0:31 | 94.3331 | 90 | 3 | 0.5 | 90 | 5 | 20 | 13.8849 | 3.4712 | 3.4712 | 93.4712 | 93.4712 | 4.3331 | 89.64% | 91.17% | 92.55% | 94.4% | 96.32% | 98.44% | 99.83% | 98.82% | 97.21% | 96.08% | 94.73% | 93.55% | 92.45% | 91.32% | 90.44% | 89.04% | 87.99% | 87.6% | 87.12% | 86.7% | 86.18% | 85.94% | 85.86% | 85.85% | 85.34% | 84.75% | 84.8% | 84.82% | 85.06% | 85.42% | 99.83% | 6 | +60s | 50 | 83.33% | 0.17238 | 0.82762 | 3.4712 | 0.27607 | 0.72393 | 0.72393 |  | 85.19%
189 | 0:31 | 94.0028 | 90 | 3 | 0.5 | 90 | 5 | 20 | 13.2038 | 3.301 | 3.301 | 93.301 | 93.301 | 4.0028 | 90.16% | 91.55% | 93.39% | 95.31% | 97.43% | 98.82% | 99.83% | 98.22% | 97.09% | 95.74% | 94.56% | 93.46% | 92.33% | 91.45% | 90.05% | 89% | 88.61% | 88.13% | 87.71% | 87.19% | 86.95% | 86.87% | 86.85% | 86.35% | 85.76% | 85.81% | 85.83% | 86.07% | 86.43% | 86.91% | 99.83% | 6 | +60s | 50 | 83.33% | 0.14037 | 0.85963 | 3.301 | 0.22481 | 0.77519 | 0.77519 |  | 86.89%
190 | 0:31 | 93.6315 | 90 | 3 | 0.5 | 90 | 5 | 20 | 12.4945 | 3.1236 | 3.1236 | 93.1236 | 93.1236 | 3.6315 | 90.54% | 92.39% | 94.31% | 96.43% | 97.82% | 99.17% | 99.22% | 98.09% | 96.74% | 95.56% | 94.46% | 93.33% | 92.45% | 91.05% | 90% | 89.61% | 89.13% | 88.71% | 88.19% | 87.95% | 87.87% | 87.86% | 87.35% | 86.76% | 86.81% | 86.83% | 87.07% | 87.43% | 87.92% | 88.29% | 99.22% | 6 | +60s | 50 | 83.33% | 0.10158 | 0.89842 | 3.1236 | 0.16268 | 0.83732 | 0.83732 |  | 88.76%
191 | 0:32 | 93.1923 | 90 | 3 | 0.5 | 90 | 5 | 20 | 11.7583 | 2.9396 | 2.9396 | 92.9396 | 92.9396 | 3.1923 | 91.39% | 93.31% | 95.44% | 96.83% | 98.18% | 91.73% | 93.8% | 95.43% | 95.36% | 94.16% | 92.33% | 90.97% | 89.37% | 88.62% | 86.06% | 83.41% | 81.48% | 81.05% | 81.07% | 80.8% | 81.93% | 81.9% | 81.32% | 78.83% | 78.03% | 78.1% | 77.77% | 77.54% | 77.62% | 77.35% | 98.18% | 4 | +40s | 30 | 90% | 0.050548 | 0.94945 | 2.9396 | 0.080953 | 0.91905 | 0.91905 |  | 93.36%
192 | 0:32 | 93.3028 | 90 | 3 | 0.5 | 90 | 5 | 20 | 10.997 | 2.7493 | 2.7493 | 92.7493 | 92.7493 | 3.3028 | 92.33% | 94.45% | 95.85% | 97.2% | 89.39% | 92.53% | 94.97% | 95.73% | 95.36% | 94.34% | 93.42% | 92.4% | 91.84% | 89.68% | 87.44% | 85.8% | 85.43% | 85.45% | 85.22% | 86.23% | 86.2% | 85.71% | 83.5% | 82.8% | 82.85% | 82.56% | 82.35% | 82.42% | 82.18% | 81.93% | 97.2% | 3 | +30s | 20 | 93.33% | 0.1107 | 0.8893 | 2.7493 | 0.17729 | 0.82271 | 0.82271 |  | 90.94%
193 | 0:32 | 92.9439 | 90 | 3 | 0.5 | 90 | 5 | 20 | 10.2121 | 2.553 | 2.553 | 92.553 | 92.553 | 2.9439 | 93.49% | 94.88% | 96.23% | 87.04% | 91.03% | 94.11% | 95.54% | 95.85% | 95.49% | 94.91% | 94.37% | 93.97% | 92.14% | 90.26% | 88.85% | 88.54% | 88.56% | 88.36% | 89.26% | 89.24% | 88.82% | 86.85% | 86.22% | 86.27% | 86.01% | 85.81% | 85.88% | 85.66% | 85.43% | 85.82% | 96.23% | 2 | +20s | 10 | 96.67% | 0.078174 | 0.92183 | 2.553 | 0.1252 | 0.8748 | 0.8748 |  | 93.46%
194 | 0:32 | 93.088 | 90 | 3 | 0.5 | 90 | 5 | 20 | 9.4053 | 2.3513 | 2.3513 | 92.3513 | 92.3513 | 3.088 | 93.93% | 95.28% | 84.81% | 89.49% | 93.08% | 95.06% | 95.92% | 96.1% | 95.82% | 95.68% | 95.41% | 93.85% | 92.26% | 91.06% | 90.8% | 90.82% | 90.64% | 91.44% | 91.43% | 91.07% | 89.31% | 88.75% | 88.79% | 88.55% | 88.37% | 88.43% | 88.23% | 88.02% | 88.35% | 87.72% | 96.1% | 7 | +70s | 60 | 80% | 0.14733 | 0.85267 | 2.3513 | 0.23594 | 0.76406 | 0.76406 |  | 84.17%
195 | 0:32 | 93.0262 | 90 | 3 | 0.5 | 90 | 5 | 20 | 8.5784 | 2.1446 | 2.1446 | 92.1446 | 92.1446 | 3.0262 | 94.35% | 82.75% | 88% | 92.01% | 94.44% | 95.76% | 96.39% | 96.36% | 96.54% | 96.38% | 95.06% | 93.72% | 92.68% | 92.46% | 92.49% | 92.33% | 93.05% | 93.04% | 92.74% | 91.15% | 90.64% | 90.68% | 90.46% | 90.3% | 90.35% | 90.17% | 89.98% | 90.26% | 89.68% | 89.34% | 96.54% | 8 | +80s | 70 | 76.67% | 0.17632 | 0.82368 | 2.1446 | 0.28238 | 0.71762 | 0.71762 |  | 81.66%
196 | 0:32 | 92.8244 | 90 | 3 | 0.5 | 90 | 5 | 20 | 7.7331 | 1.9333 | 1.9333 | 91.9333 | 91.9333 | 2.8244 | 80.87% | 86.58% | 90.95% | 93.76% | 95.46% | 96.48% | 96.65% | 97.11% | 97.04% | 95.93% | 94.79% | 93.91% | 93.72% | 93.74% | 93.6% | 94.26% | 94.25% | 93.99% | 92.56% | 92.1% | 92.13% | 91.93% | 91.78% | 91.83% | 91.66% | 91.48% | 91.72% | 91.19% | 90.88% | 91.41% | 97.11% | 7 | +70s | 60 | 80% | 0.17823 | 0.82177 | 1.9333 | 0.28545 | 0.71455 | 0.71455 |  | 82.85%
197 | 0:33 | 92.8876 | 90 | 3 | 0.5 | 90 | 5 | 20 | 6.8712 | 1.7178 | 1.7178 | 91.7178 | 91.7178 | 2.8876 | 85.27% | 89.92% | 93.05% | 95.09% | 96.43% | 96.78% | 97.48% | 97.49% | 96.55% | 95.6% | 94.85% | 94.69% | 94.71% | 94.59% | 95.19% | 95.18% | 94.96% | 93.65% | 93.23% | 93.27% | 93.08% | 92.94% | 92.98% | 92.83% | 92.66% | 92.86% | 92.38% | 92.1% | 92.57% | 92.23% | 97.49% | 7 | +70s | 60 | 80% | 0.23397 | 0.76603 | 1.7178 | 0.3747 | 0.6253 | 0.6253 |  | 80.01%
198 | 0:33 | 92.2109 | 90 | 3 | 0.5 | 90 | 5 | 20 | 5.9946 | 1.4986 | 1.4986 | 91.4986 | 91.4986 | 2.2109 | 88.95% | 92.36% | 94.67% | 96.3% | 96.81% | 97.71% | 97.79% | 97.01% | 96.22% | 95.57% | 95.44% | 95.46% | 95.35% | 95.9% | 95.89% | 95.71% | 94.52% | 94.14% | 94.17% | 93.99% | 93.86% | 93.9% | 93.76% | 93.61% | 93.77% | 93.32% | 93.07% | 93.48% | 93.17% | 92.94% | 97.79% | 6 | +60s | 50 | 83.33% | 0.14246 | 0.85754 | 1.4986 | 0.22815 | 0.77185 | 0.77185 |  | 86.1%
199 | 0:33 | 92.3153 | 90 | 3 | 0.5 | 90 | 5 | 20 | 5.1051 | 1.2763 | 1.2763 | 91.2763 | 91.2763 | 2.3153 | 91.68% | 94.25% | 96.12% | 96.76% | 97.84% | 97.99% | 97.34% | 96.69% | 96.15% | 96.04% | 96.06% | 95.96% | 96.46% | 96.46% | 96.3% | 95.22% | 94.87% | 94.89% | 94.73% | 94.61% | 94.65% | 94.51% | 94.37% | 94.5% | 94.09% | 93.86% | 94.22% | 93.94% | 93.72% | 93.9% | 97.99% | 5 | +50s | 40 | 86.67% | 0.20781 | 0.79219 | 1.2763 | 0.33281 | 0.66719 | 0.66719 |  | 83.79%
200 | 0:33 | 92.2592 | 90 | 3 | 0.5 | 90 | 5 | 20 | 4.2047 | 1.0512 | 1.0512 | 91.0512 | 91.0512 | 2.2592 | 93.81% | 95.91% | 96.67% | 97.91% | 98.11% | 97.58% | 97.06% | 96.6% | 96.51% | 96.53% | 96.45% | 96.91% | 96.91% | 96.78% | 95.78% | 95.46% | 95.49% | 95.33% | 95.22% | 95.26% | 95.13% | 95% | 95.1% | 94.72% | 94.51% | 94.83% | 94.56% | 94.35% | 94.53% | 94.69% | 98.11% | 4 | +40s | 30 | 90% | 0.2416 | 0.7584 | 1.0512 | 0.38693 | 0.61307 | 0.61307 |  | 83.14%
201 | 0:33 | 92.0773 | 90 | 3 | 0.5 | 90 | 5 | 20 | 3.2953 | 0.82382 | 0.82382 | 90.8238 | 90.8238 | 2.0773 | 95.67% | 96.54% | 97.93% | 98.17% | 97.76% | 97.35% | 96.97% | 96.9% | 96.92% | 96.84% | 97.27% | 97.26% | 97.16% | 96.25% | 95.95% | 95.97% | 95.83% | 95.72% | 95.76% | 95.64% | 95.52% | 95.6% | 95.24% | 95.06% | 95.33% | 95.08% | 94.89% | 95.04% | 95.19% | 95.28% | 98.17% | 3 | +30s | 20 | 93.33% | 0.25071 | 0.74929 | 0.82382 | 0.40151 | 0.59849 | 0.59849 |  | 83.79%
202 | 0:33 | 91.7954 | 90 | 3 | 0.5 | 90 | 5 | 20 | 2.3788 | 0.5947 | 0.5947 | 90.5947 | 90.5947 | 1.7954 | 96.39% | 97.91% | 98.2% | 97.88% | 97.57% | 97.26% | 97.21% | 97.23% | 97.16% | 97.55% | 97.55% | 97.47% | 96.63% | 96.36% | 96.38% | 96.25% | 96.15% | 96.18% | 96.07% | 95.95% | 96.01% | 95.68% | 95.51% | 95.75% | 95.52% | 95.33% | 95.48% | 95.6% | 95.69% | 96.2% | 98.2% | 2 | +20s | 10 | 96.67% | 0.24013 | 0.75987 | 0.5947 | 0.38458 | 0.61542 | 0.61542 |  | 85.47%
203 | 0:34 | 91.2285 | 90 | 3 | 0.5 | 90 | 5 | 20 | 1.4572 | 0.36431 | 0.36431 | 90.3643 | 90.3643 | 1.2285 | 97.86% | 98.19% | 97.96% | 97.75% | 97.5% | 97.47% | 97.49% | 97.43% | 97.79% | 97.79% | 97.73% | 96.96% | 96.71% | 96.73% | 96.6% | 96.51% | 96.54% | 96.43% | 96.32% | 96.36% | 96.05% | 95.9% | 96.11% | 95.88% | 95.71% | 95.85% | 95.95% | 96.03% | 96.49% | 96.67% | 98.19% | 1 | +10s | 0 | 100% | 0.17284 | 0.82716 | 0.36431 | 0.27681 | 0.72319 | 0.72319 |  | 90.17%
204 | 0:34 | 90.9026 | 90 | 3 | 0.5 | 90 | 5 | 20 | 0.53253 | 0.13313 | 0.13313 | 90.1331 | 90.1331 | 0.90263 | 98.16% | 98.01% | 97.89% | 97.7% | 97.68% | 97.7% | 97.65% | 97.98% | 97.98% | 97.94% | 97.23% | 97% | 97.02% | 96.9% | 96.81% | 96.84% | 96.74% | 96.64% | 96.66% | 96.37% | 96.23% | 96.41% | 96.2% | 96.03% | 96.16% | 96.25% | 96.32% | 96.74% | 96.91% | 97.28% | 98.16% | 0 | No Time Shift | 0 | 100% | 0.1539 | 0.8461 | 0.13313 | 0.24647 | 0.75353 | 0.75353 |  | 91.17%
205 | 0:34 | 91.577 | 90 | 3 | 0.5 | 90 | 5 | 20 | -0.3933 | -0.098326 | -0.098326 | 89.9017 | 89.9017 | 1.577 | 98.03% | 97.99% | 97.86% | 97.85% | 97.87% | 97.83% | 98.13% | 98.14% | 98.11% | 97.46% | 97.25% | 97.27% | 97.16% | 97.07% | 97.1% | 97% | 96.91% | 96.91% | 96.65% | 96.52% | 96.67% | 96.47% | 96.31% | 96.43% | 96.51% | 96.57% | 96.95% | 97.11% | 97.42% | 97.17% | 98.14% | 7 | +70s | 60 | 80% | 0.33506 | 0.66494 | 0.098326 | 0.5366 | 0.4634 | 0.4634 |  | 74.83%
206 | 0:34 | 91.3607 | 90 | 3 | 0.5 | 90 | 5 | 20 | -1.3183 | -0.32957 | -0.32957 | 89.6704 | 89.6704 | 1.3607 | 98.07% | 98% | 97.99% | 98.01% | 97.98% | 98.26% | 98.26% | 98.25% | 97.66% | 97.47% | 97.48% | 97.38% | 97.3% | 97.32% | 97.23% | 97.14% | 97.13% | 96.88% | 96.77% | 96.9% | 96.7% | 96.56% | 96.67% | 96.73% | 96.78% | 97.13% | 97.27% | 97.54% | 97.31% | 97.35% | 98.26% | 6 | +60s | 50 | 83.33% | 0.33806 | 0.66194 | 0.32957 | 0.54141 | 0.45859 | 0.45859 |  | 75.82%
207 | 0:34 | 91.0792 | 90 | 3 | 0.5 | 90 | 5 | 20 | -2.2405 | -0.56012 | -0.56012 | 89.4399 | 89.4399 | 1.0792 | 98.1% | 98.11% | 98.13% | 98.11% | 98.36% | 98.37% | 98.37% | 97.83% | 97.65% | 97.67% | 97.57% | 97.49% | 97.52% | 97.43% | 97.35% | 97.32% | 97.09% | 96.99% | 97.09% | 96.91% | 96.77% | 96.87% | 96.92% | 96.96% | 97.28% | 97.41% | 97.63% | 97.43% | 97.48% | 97.87% | 98.37% | 6 | +60s | 50 | 83.33% | 0.32786 | 0.67214 | 0.56012 | 0.52507 | 0.47493 | 0.47493 |  | 76.4%
208 | 0:34 | 90.4923 | 90 | 3 | 0.5 | 90 | 5 | 20 | -3.1578 | -0.78946 | -0.78946 | 89.2105 | 89.2105 | 0.49227 | 98.21% | 98.23% | 98.21% | 98.44% | 98.45% | 98.47% | 97.98% | 97.82% | 97.83% | 97.73% | 97.66% | 97.68% | 97.6% | 97.52% | 97.48% | 97.27% | 97.18% | 97.26% | 97.09% | 96.95% | 97.05% | 97.08% | 97.12% | 97.41% | 97.53% | 97.7% | 97.53% | 97.58% | 97.93% | 98.26% | 98.47% | 5 | +50s | 40 | 86.67% | 0.25635 | 0.74365 | 0.78946 | 0.41054 | 0.58946 | 0.58946 |  | 81.36%
209 | 0:35 | 90.413 | 90 | 3 | 0.5 | 90 | 5 | 20 | -4.0684 | -1.0171 | -1.0171 | 88.9829 | 88.9829 | 0.41297 | 98.31% | 98.29% | 98.51% | 98.51% | 98.55% | 98.1% | 97.96% | 97.97% | 97.88% | 97.81% | 97.83% | 97.75% | 97.68% | 97.63% | 97.43% | 97.35% | 97.4% | 97.24% | 97.12% | 97.21% | 97.23% | 97.26% | 97.52% | 97.63% | 97.76% | 97.61% | 97.67% | 97.98% | 98.28% | 98.24% | 98.55% | 4 | +40s | 30 | 90% | 0.28602 | 0.71398 | 1.0171 | 0.45806 | 0.54194 | 0.54194 |  | 80.91%
210 | 0:35 | 90.4105 | 90 | 3 | 0.5 | 90 | 5 | 20 | -4.9703 | -1.2426 | -1.2426 | 88.7574 | 88.7574 | 0.4105 | 98.36% | 98.56% | 98.56% | 98.61% | 98.21% | 98.08% | 98.09% | 98% | 97.94% | 97.96% | 97.89% | 97.82% | 97.75% | 97.57% | 97.5% | 97.53% | 97.38% | 97.26% | 97.34% | 97.35% | 97.38% | 97.61% | 97.72% | 97.8% | 97.68% | 97.74% | 98.01% | 98.28% | 98.26% | 98.32% | 98.61% | 3 | +30s | 20 | 93.33% | 0.33062 | 0.66938 | 1.2426 | 0.52949 | 0.47051 | 0.47051 |  | 79.66%
211 | 0:35 | 90.0383 | 90 | 3 | 0.5 | 90 | 5 | 20 | -5.8616 | -1.4654 | -1.4654 | 88.5346 | 88.5346 | 0.038334 | 98.59% | 98.6% | 98.66% | 98.3% | 98.18% | 98.19% | 98.11% | 98.05% | 98.07% | 98% | 97.94% | 97.86% | 97.69% | 97.63% | 97.65% | 97.5% | 97.39% | 97.46% | 97.46% | 97.49% | 97.69% | 97.79% | 97.83% | 97.73% | 97.8% | 98.03% | 98.28% | 98.26% | 98.32% | 98.22% | 98.66% | 2 | +20s | 10 | 96.67% | 0.30074 | 0.69926 | 1.4654 | 0.48165 | 0.51835 | 0.51835 |  | 82.39%
212 | 0:35 | 89.6219 | 90 | 3 | 0.5 | 90 | 5 | 20 | -6.7402 | -1.6851 | -1.6851 | 88.3149 | 88.3149 | -0.37811 | 98.63% | 98.7% | 98.38% | 98.28% | 98.28% | 98.21% | 98.15% | 98.17% | 98.11% | 98.04% | 97.95% | 97.8% | 97.75% | 97.74% | 97.61% | 97.5% | 97.57% | 97.56% | 97.58% | 97.75% | 97.85% | 97.85% | 97.77% | 97.84% | 98.04% | 98.27% | 98.25% | 98.31% | 98.23% | 98.31% | 98.7% | 1 | +10s | 0 | 100% | 0.26139 | 0.73861 | 1.6851 | 0.41862 | 0.58138 | 0.58138 |  | 85.61%
213 | 0:35 | 89.4266 | 90 | 3 | 0.5 | 90 | 5 | 20 | -7.6045 | -1.9011 | -1.9011 | 88.0989 | 88.0989 | -0.57338 | 98.72% | 98.45% | 98.36% | 98.36% | 98.29% | 98.24% | 98.26% | 98.2% | 98.14% | 98.04% | 97.89% | 97.85% | 97.83% | 97.7% | 97.6% | 97.66% | 97.64% | 97.66% | 97.8% | 97.89% | 97.85% | 97.8% | 97.87% | 98.04% | 98.24% | 98.23% | 98.29% | 98.23% | 98.3% | 98.34% | 98.72% | 0 | No Time Shift | 0 | 100% | 0.26555 | 0.73445 | 1.9011 | 0.42528 | 0.57472 | 0.57472 |  | 85.4%
214 | 0:35 | 90.0895 | 90 | 3 | 0.5 | 90 | 5 | 20 | -8.4524 | -2.1131 | -2.1131 | 87.8869 | 87.8869 | 0.089478 | 98.51% | 98.43% | 98.43% | 98.37% | 98.32% | 98.33% | 98.27% | 98.22% | 98.11% | 97.98% | 97.94% | 97.91% | 97.79% | 97.69% | 97.75% | 97.71% | 97.73% | 97.85% | 97.93% | 97.85% | 97.82% | 97.9% | 98.03% | 98.21% | 98.2% | 98.27% | 98.22% | 98.28% | 98.32% | 98.23% | 98.51% | 0 | No Time Shift | 0 | 100% | 0.44051 | 0.55949 | 2.1131 | 0.70549 | 0.29451 | 0.29451 |  | 75.99%
215 | 0:36 | 89.598 | 90 | 3 | 0.5 | 90 | 5 | 20 | -9.2822 | -2.3205 | -2.3205 | 87.6795 | 87.6795 | -0.40198 | 98.48% | 98.49% | 98.43% | 98.38% | 98.4% | 98.34% | 98.29% | 98.17% | 98.05% | 98.03% | 97.97% | 97.86% | 97.77% | 97.82% | 97.78% | 97.79% | 97.88% | 97.96% | 97.84% | 97.83% | 97.91% | 98.01% | 98.17% | 98.17% | 98.23% | 98.21% | 98.26% | 98.29% | 98.25% | 98.43% | 98.49% | 1 | +10s | 0 | 100% | 0.38371 | 0.61629 | 2.3205 | 0.61452 | 0.38548 | 0.38548 |  | 79.01%
216 | 0:36 | 89.4602 | 90 | 3 | 0.5 | 90 | 5 | 20 | -10.0921 | -2.523 | -2.523 | 87.477 | 87.477 | -0.53976 | 98.54% | 98.48% | 98.44% | 98.45% | 98.4% | 98.36% | 98.22% | 98.12% | 98.1% | 98.03% | 97.92% | 97.84% | 97.88% | 97.83% | 97.84% | 97.91% | 97.97% | 97.83% | 97.83% | 97.92% | 97.99% | 98.13% | 98.13% | 98.19% | 98.18% | 98.23% | 98.26% | 98.26% | 98.46% | 98.47% | 98.54% | 0 | No Time Shift | 0 | 100% | 0.39665 | 0.60335 | 2.523 | 0.63525 | 0.36475 | 0.36475 |  | 78.34%
217 | 0:36 | 89.4954 | 90 | 3 | 0.5 | 90 | 5 | 20 | -10.8804 | -2.7201 | -2.7201 | 87.2799 | 87.2799 | -0.50458 | 98.53% | 98.49% | 98.5% | 98.45% | 98.41% | 98.27% | 98.17% | 98.16% | 98.07% | 97.98% | 97.9% | 97.94% | 97.88% | 97.88% | 97.92% | 97.98% | 97.8% | 97.83% | 97.92% | 97.96% | 98.08% | 98.08% | 98.14% | 98.15% | 98.19% | 98.22% | 98.26% | 98.49% | 98.5% | 98.39% | 98.53% | 0 | No Time Shift | 0 | 100% | 0.44311 | 0.55689 | 2.7201 | 0.70964 | 0.29036 | 0.29036 |  | 75.85%
218 | 0:36 | 89.4742 | 90 | 3 | 0.5 | 90 | 5 | 20 | -11.6454 | -2.9114 | -2.9114 | 87.0886 | 87.0886 | -0.52583 | 98.53% | 98.54% | 98.49% | 98.46% | 98.3% | 98.22% | 98.22% | 98.11% | 98.02% | 97.95% | 97.98% | 97.91% | 97.91% | 97.93% | 97.99% | 97.77% | 97.82% | 97.91% | 97.92% | 98.02% | 98.03% | 98.08% | 98.11% | 98.14% | 98.17% | 98.25% | 98.51% | 98.52% | 98.43% | 98.26% | 98.54% | 1 | +10s | 0 | 100% | 0.4771 | 0.5229 | 2.9114 | 0.76409 | 0.23591 | 0.23591 |  | 74.04%
219 | 0:36 | 89.2363 | 90 | 3 | 0.5 | 90 | 5 | 20 | -12.3854 | -3.0964 | -3.0964 | 86.9036 | 86.9036 | -0.76375 | 98.57% | 98.53% | 98.49% | 98.33% | 98.26% | 98.27% | 98.15% | 98.06% | 97.99% | 98.02% | 97.94% | 97.93% | 97.93% | 97.98% | 97.73% | 97.8% | 97.9% | 97.87% | 97.95% | 97.96% | 98.02% | 98.07% | 98.09% | 98.11% | 98.24% | 98.52% | 98.53% | 98.46% | 98.31% | 97.67% | 98.57% | 0 | No Time Shift | 0 | 100% | 0.46652 | 0.53348 | 3.0964 | 0.74714 | 0.25286 | 0.25286 |  | 74.62%
220 | 0:36 | 89.1161 | 90 | 3 | 0.5 | 90 | 5 | 20 | -13.0989 | -3.2747 | -3.2747 | 86.7253 | 86.7253 | -0.88391 | 98.56% | 98.52% | 98.35% | 98.3% | 98.31% | 98.17% | 98.09% | 98.03% | 98.05% | 97.96% | 97.95% | 97.93% | 97.97% | 97.69% | 97.77% | 97.87% | 97.82% | 97.87% | 97.89% | 97.95% | 98.01% | 98.03% | 98.05% | 98.21% | 98.53% | 98.53% | 98.48% | 98.36% | 97.75% | 97.15% | 98.56% | 0 | No Time Shift | 0 | 100% | 0.47816 | 0.52184 | 3.2747 | 0.76579 | 0.23421 | 0.23421 |  | 73.99%
221 | 0:37 | 88.8136 | 90 | 3 | 0.5 | 90 | 5 | 20 | -13.7843 | -3.4461 | -3.4461 | 86.5539 | 86.5539 | -1.1864 | 98.55% | 98.36% | 98.32% | 98.34% | 98.19% | 98.12% | 98.06% | 98.08% | 97.98% | 97.96% | 97.92% | 97.95% | 97.63% | 97.74% | 97.84% | 97.76% | 97.79% | 97.82% | 97.87% | 97.95% | 97.96% | 97.98% | 98.19% | 98.52% | 98.52% | 98.5% | 98.4% | 97.82% | 97.25% | 96.87% | 98.55% | 0 | No Time Shift | 0 | 100% | 0.45194 | 0.54806 | 3.4461 | 0.72379 | 0.27621 | 0.27621 |  | 75.39%
222 | 0:37 | 88.0095 | 90 | 3 | 0.5 | 90 | 5 | 20 | -14.4402 | -3.6101 | -3.6101 | 86.3899 | 86.3899 | -1.9905 | 98.37% | 98.34% | 98.37% | 98.19% | 98.13% | 98.08% | 98.09% | 97.99% | 97.97% | 97.9% | 97.92% | 97.57% | 97.69% | 97.81% | 97.69% | 97.7% | 97.73% | 97.78% | 97.88% | 97.88% | 97.9% | 98.15% | 98.51% | 98.51% | 98.51% | 98.43% | 97.89% | 97.34% | 96.98% | 96.34% | 98.51% | 23 | +230s | 220 | 26.67% | 0.32392 | 0.67608 | 3.6101 | 0.51876 | 0.48124 | 0.48124 |  | 57.77%
223 | 0:37 | 88.5626 | 90 | 3 | 0.5 | 90 | 5 | 20 | -15.0651 | -3.7663 | -3.7663 | 86.2337 | 86.2337 | -1.4374 | 98.35% | 98.39% | 98.2% | 98.14% | 98.09% | 98.1% | 97.98% | 97.96% | 97.87% | 97.89% | 97.5% | 97.64% | 97.76% | 97.61% | 97.61% | 97.64% | 97.69% | 97.81% | 97.8% | 97.81% | 98.1% | 98.49% | 98.49% | 98.51% | 98.45% | 97.95% | 97.43% | 97.08% | 96.46% | 93.25% | 98.51% | 23 | +230s | 220 | 26.67% | 0.46578 | 0.53422 | 3.7663 | 0.74596 | 0.25404 | 0.25404 |  | 50.19%
224 | 0:37 | 88.1106 | 90 | 3 | 0.5 | 90 | 5 | 20 | -15.6578 | -3.9144 | -3.9144 | 86.0856 | 86.0856 | -1.8894 | 98.4% | 98.19% | 98.14% | 98.1% | 98.1% | 97.98% | 97.95% | 97.83% | 97.85% | 97.42% | 97.59% | 97.71% | 97.52% | 97.5% | 97.53% | 97.58% | 97.72% | 97.7% | 97.71% | 98.05% | 98.46% | 98.46% | 98.5% | 98.47% | 98.01% | 97.51% | 97.18% | 96.58% | 93.45% | 90.77% | 98.5% | 22 | +220s | 210 | 30% | 0.40501 | 0.59499 | 3.9144 | 0.64863 | 0.35137 | 0.35137 |  | 54.55%
225 | 0:37 | 87.5962 | 90 | 3 | 0.5 | 90 | 5 | 20 | -16.2169 | -4.0542 | -4.0542 | 85.9458 | 85.9458 | -2.4038 | 98.18% | 98.14% | 98.1% | 98.1% | 97.96% | 97.93% | 97.79% | 97.79% | 97.33% | 97.52% | 97.64% | 97.43% | 97.38% | 97.42% | 97.47% | 97.62% | 97.6% | 97.61% | 97.99% | 98.43% | 98.43% | 98.48% | 98.48% | 98.05% | 97.58% | 97.27% | 96.7% | 93.64% | 91.05% | 88.83% | 98.48% | 21 | +210s | 200 | 33.33% | 0.33009 | 0.66991 | 4.0542 | 0.52865 | 0.47135 | 0.47135 |  | 59.65%
226 | 0:37 | 88.0992 | 90 | 3 | 0.5 | 90 | 5 | 20 | -16.7412 | -4.1853 | -4.1853 | 85.8147 | 85.8147 | -1.9008 | 98.12% | 98.09% | 98.08% | 97.93% | 97.9% | 97.73% | 97.73% | 97.24% | 97.44% | 97.57% | 97.32% | 97.25% | 97.3% | 97.34% | 97.52% | 97.49% | 97.49% | 97.91% | 98.38% | 98.38% | 98.46% | 98.48% | 98.09% | 97.65% | 97.35% | 96.81% | 93.83% | 91.33% | 89.15% | 84.25% | 98.48% | 21 | +210s | 200 | 33.33% | 0.4569 | 0.5431 | 4.1853 | 0.73173 | 0.26827 | 0.26827 |  | 52.88%
227 | 0:38 | 87.9207 | 90 | 3 | 0.5 | 90 | 5 | 20 | -17.2297 | -4.3074 | -4.3074 | 85.6926 | 85.6926 | -2.0793 | 98.07% | 98.06% | 97.9% | 97.86% | 97.66% | 97.66% | 97.13% | 97.35% | 97.48% | 97.2% | 97.11% | 97.16% | 97.21% | 97.4% | 97.36% | 97.36% | 97.83% | 98.33% | 98.32% | 98.43% | 98.47% | 98.12% | 97.71% | 97.43% | 96.91% | 94.02% | 91.61% | 89.48% | 84.67% | 78.96% | 98.47% | 20 | +200s | 190 | 36.67% | 0.44561 | 0.55439 | 4.3074 | 0.71366 | 0.28634 | 0.28634 |  | 54.59%
228 | 0:38 | 87.8144 | 90 | 3 | 0.5 | 90 | 5 | 20 | -17.6812 | -4.4203 | -4.4203 | 85.5797 | 85.5797 | -2.1856 | 98.02% | 97.85% | 97.81% | 97.59% | 97.58% | 97% | 97.25% | 97.39% | 97.07% | 96.96% | 97.01% | 97.06% | 97.27% | 97.22% | 97.22% | 97.73% | 98.26% | 98.26% | 98.38% | 98.46% | 98.14% | 97.76% | 97.5% | 97% | 94.2% | 91.89% | 89.8% | 85.09% | 79.49% | 73.25% | 98.46% | 19 | +190s | 180 | 40% | 0.44694 | 0.55306 | 4.4203 | 0.71578 | 0.28422 | 0.28422 |  | 55.63%
229 | 0:38 | 87.0999 | 90 | 3 | 0.5 | 90 | 5 | 20 | -18.0949 | -4.5237 | -4.5237 | 85.4763 | 85.4763 | -2.9001 | 97.8% | 97.75% | 97.5% | 97.48% | 96.86% | 97.14% | 97.28% | 96.93% | 96.78% | 96.85% | 96.89% | 97.12% | 97.06% | 97.06% | 97.62% | 98.18% | 98.18% | 98.33% | 98.43% | 98.16% | 97.81% | 97.56% | 97.09% | 94.38% | 92.18% | 90.13% | 85.52% | 80.03% | 73.86% | 61.13% | 98.43% | 18 | +180s | 170 | 43.33% | 0.32472 | 0.67528 | 4.5237 | 0.52004 | 0.47996 | 0.47996 |  | 63.25%
230 | 0:38 | 87.2856 | 90 | 3 | 0.5 | 90 | 5 | 20 | -18.4697 | -4.6174 | -4.6174 | 85.3826 | 85.3826 | -2.7144 | 97.67% | 97.39% | 97.37% | 96.71% | 97% | 97.15% | 96.76% | 96.6% | 96.66% | 96.7% | 96.96% | 96.89% | 96.88% | 97.5% | 98.09% | 98.08% | 98.26% | 98.39% | 98.16% | 97.84% | 97.62% | 97.18% | 94.55% | 92.46% | 90.47% | 85.96% | 80.59% | 74.5% | 61.89% | 84.39% | 98.39% | 17 | +170s | 160 | 46.67% | 0.38061 | 0.61939 | 4.6174 | 0.60955 | 0.39045 | 0.39045 |  | 61.37%
231 | 0:38 | 86.7999 | 90 | 3 | 0.5 | 90 | 5 | 20 | -18.805 | -4.7013 | -4.7013 | 85.2987 | 85.2987 | -3.2001 | 97.27% | 97.24% | 96.54% | 96.86% | 97.01% | 96.58% | 96.39% | 96.46% | 96.5% | 96.77% | 96.7% | 96.69% | 97.36% | 97.98% | 97.97% | 98.17% | 98.33% | 98.15% | 97.87% | 97.66% | 97.25% | 94.73% | 92.74% | 90.8% | 86.41% | 81.17% | 75.16% | 62.68% | 84.89% | 83.54% | 98.33% | 16 | +160s | 150 | 50% | 0.30023 | 0.69977 | 4.7013 | 0.48082 | 0.51918 | 0.51918 |  | 66.75%
232 | 0:38 | 87.0531 | 90 | 3 | 0.5 | 90 | 5 | 20 | -19.1 | -4.775 | -4.775 | 85.225 | 85.225 | -2.9469 | 97.09% | 96.34% | 96.69% | 96.84% | 96.37% | 96.15% | 96.23% | 96.27% | 96.57% | 96.48% | 96.47% | 97.19% | 97.85% | 97.84% | 98.07% | 98.26% | 98.13% | 97.88% | 97.7% | 97.32% | 94.9% | 93.03% | 91.15% | 86.87% | 81.76% | 75.84% | 63.5% | 85.42% | 84.07% | 82.27% | 98.26% | 15 | +150s | 140 | 53.33% | 0.36563 | 0.63437 | 4.775 | 0.58556 | 0.41444 | 0.41444 |  | 64.35%
233 | 0:39 | 86.0896 | 90 | 3 | 0.5 | 90 | 5 | 20 | -19.3541 | -4.8385 | -4.8385 | 85.1615 | 85.1615 | -3.9104 | 96.12% | 96.49% | 96.65% | 96.14% | 95.89% | 95.97% | 96.01% | 96.33% | 96.24% | 96.22% | 97% | 97.7% | 97.68% | 97.95% | 98.17% | 98.09% | 97.88% | 97.72% | 97.37% | 95.06% | 93.32% | 91.5% | 87.34% | 82.38% | 76.55% | 64.36% | 85.99% | 84.64% | 82.84% | 81.13% | 98.17% | 14 | +140s | 130 | 56.67% | 0.18562 | 0.81438 | 4.8385 | 0.29727 | 0.70273 | 0.70273 |  | 75.04%
234 | 0:39 | 86.7302 | 90 | 3 | 0.5 | 90 | 5 | 20 | -19.5667 | -4.8917 | -4.8917 | 85.1083 | 85.1083 | -3.2698 | 96.27% | 96.43% | 95.87% | 95.59% | 95.68% | 95.72% | 96.07% | 95.96% | 95.94% | 96.79% | 97.52% | 97.5% | 97.8% | 98.06% | 98.03% | 97.86% | 97.73% | 97.41% | 95.22% | 93.61% | 91.85% | 87.83% | 83.02% | 77.29% | 65.27% | 86.61% | 85.25% | 83.46% | 81.74% | 79.62% | 98.06% | 13 | +130s | 120 | 60% | 0.32438 | 0.67562 | 4.8917 | 0.5195 | 0.4805 | 0.4805 |  | 68.7%
235 | 0:39 | 85.9286 | 90 | 3 | 0.5 | 90 | 5 | 20 | -19.7374 | -4.9343 | -4.9343 | 85.0657 | 85.0657 | -4.0714 | 96.18% | 95.57% | 95.26% | 95.35% | 95.39% | 95.77% | 95.65% | 95.62% | 96.53% | 97.31% | 97.29% | 97.62% | 97.92% | 97.95% | 97.82% | 97.71% | 97.44% | 95.37% | 93.91% | 92.22% | 88.33% | 83.69% | 78.07% | 66.23% | 87.25% | 85.9% | 84.1% | 82.39% | 80.27% | 78.94% | 97.95% | 13 | +130s | 120 | 60% | 0.17259 | 0.82741 | 4.9343 | 0.2764 | 0.7236 | 0.7236 |  | 76.77%
236 | 0:39 | 85.6637 | 90 | 3 | 0.5 | 90 | 5 | 20 | -19.8657 | -4.9664 | -4.9664 | 85.0336 | 85.0336 | -4.3363 | 95.22% | 94.87% | 94.98% | 95.01% | 95.42% | 95.28% | 95.26% | 96.24% | 97.06% | 97.04% | 97.4% | 97.74% | 97.83% | 97.76% | 97.68% | 97.44% | 95.51% | 94.21% | 92.59% | 88.86% | 84.4% | 78.89% | 67.24% | 87.94% | 86.59% | 84.79% | 83.07% | 80.95% | 79.63% | 0% | 97.83% | 12 | +120s | 110 | 63.33% | 0.12602 | 0.87398 | 4.9664 | 0.20182 | 0.79818 | 0.79818 |  | 80.33%
237 | 0:39 | 85.681 | 90 | 3 | 0.5 | 90 | 5 | 20 | -19.9515 | -4.9879 | -4.9879 | 85.0121 | 85.0121 | -4.319 | 94.43% | 94.54% | 94.57% | 95.01% | 94.87% | 94.83% | 95.89% | 96.76% | 96.74% | 97.14% | 97.53% | 97.69% | 97.66% | 97.61% | 97.42% | 95.64% | 94.5% | 92.97% | 89.41% | 85.14% | 79.77% | 68.33% | 88.66% | 87.31% | 85.51% | 83.79% | 81.67% | 80.35% | 0% | 0% | 97.69% | 11 | +110s | 100 | 66.67% | 0.13378 | 0.86622 | 4.9879 | 0.21426 | 0.78574 | 0.78574 |  | 80.98%
238 | 0:39 | 86.0871 | 90 | 3 | 0.5 | 90 | 5 | 20 | -19.9945 | -4.9986 | -4.9986 | 85.0014 | 85.0014 | -3.9129 | 94.04% | 94.06% | 94.54% | 94.38% | 94.34% | 95.49% | 96.41% | 96.38% | 96.83% | 97.26% | 97.49% | 97.52% | 97.51% | 97.37% | 95.75% | 94.8% | 93.35% | 89.98% | 85.92% | 80.7% | 69.5% | 89.41% | 88.06% | 86.26% | 84.54% | 82.42% | 81.1% | 0% | 0% | 0% | 97.52% | 11 | +110s | 100 | 66.67% | 0.21715 | 0.78285 | 4.9986 | 0.34777 | 0.65223 | 0.65223 |  | 76.47%
239 | 0:40 | 85.2793 | 90 | 3 | 0.5 | 90 | 5 | 20 | -19.9947 | -4.9987 | -4.9987 | 85.0013 | 85.0013 | -4.7207 | 93.46% | 93.98% | 93.8% | 93.76% | 95% | 95.97% | 95.95% | 96.44% | 96.93% | 97.24% | 97.34% | 97.36% | 97.27% | 95.83% | 95.09% | 93.74% | 90.57% | 86.76% | 81.69% | 70.76% | 90.19% | 88.84% | 87.04% | 85.32% | 83.2% | 81.88% | 0% | 0% | 0% | 0% | 97.36% | 11 | +110s | 100 | 66.67% | 0.055602 | 0.9444 | 4.9987 | 0.089048 | 0.91095 | 0.91095 |  | 85.04%
240 | 0:40 | 85.6463 | 90 | 3 | 0.5 | 90 | 5 | 20 | -19.9521 | -4.988 | -4.988 | 85.012 | 85.012 | -4.3537 | 93.32% | 93.12% | 93.07% | 94.41% | 95.45% | 95.42% | 95.97% | 96.51% | 96.92% | 97.08% | 97.14% | 97.11% | 95.88% | 95.36% | 94.12% | 91.19% | 87.64% | 82.76% | 72.13% | 91% | 89.65% | 87.85% | 86.13% | 84.01% | 82.69% | 0% | 0% | 0% | 0% | 0% | 97.14% | 10 | +100s | 90 | 70% | 0.12686 | 0.87314 | 4.988 | 0.20317 | 0.79683 | 0.79683 |  | 82.27%
241 | 0:40 | 84.9739 | 90 | 3 | 0.5 | 90 | 5 | 20 | -19.8667 | -4.9667 | -4.9667 | 85.0333 | 85.0333 | -5.0261 | 92.29% | 92.24% | 93.69% | 94.8% | 94.77% | 95.38% | 95.99% | 96.49% | 96.73% | 96.84% | 96.88% | 95.87% | 95.61% | 94.5% | 91.82% | 88.58% | 83.9% | 73.62% | 91.84% | 90.49% | 88.69% | 86.97% | 84.85% | 83.53% | 0% | 0% | 0% | 0% | 0% | 0% | 96.88% | 10 | +100s | 90 | 70% | 0.011878 | 0.98812 | 4.9667 | 0.019023 | 0.98098 | 0.98098 |  | 88.33%
242 | 0:40 | 84.5979 | 90 | 3 | 0.5 | 90 | 5 | 20 | -19.7387 | -4.9347 | -4.9347 | 85.0653 | 85.0653 | -5.4021 | 91.22% | 92.81% | 94% | 93.96% | 94.63% | 95.32% | 95.94% | 96.27% | 96.43% | 96.54% | 95.79% | 95.83% | 94.85% | 92.48% | 89.58% | 85.14% | 75.26% | 92.7% | 91.35% | 89.55% | 87.84% | 85.71% | 84.39% | 0% | 0% | 0% | 0% | 0% | 0% | 0% | 96.54% | 9 | +90s | 80 | 73.33% | 0.093489 | 0.90651 | 4.9347 | 0.14972 | 0.85028 | 0.85028 |  | 84.97%
243 | 0:40 | 85.2626 | 90 | 3 | 0.5 | 90 | 5 | 20 | -19.5684 | -4.8921 | -4.8921 | 85.1079 | 85.1079 | -4.7374 | 91.7% | 92.98% | 92.93% | 93.68% | 94.45% | 95.2% | 95.63% | 95.85% | 96.05% | 95.6% | 95.97% | 95.16% | 93.13% | 90.64% | 86.48% | 77.06% | 93.59% | 92.24% | 90.44% | 88.73% | 86.6% | 85.28% | 0% | 0% | 0% | 0% | 0% | 0% | 0% | 0% | 96.05% | 8 | +80s | 70 | 76.67% | 0.030942 | 0.96906 | 4.8921 | 0.049554 | 0.95045 | 0.95045 |  | 89.25%
244 | 0:40 | 84.5909 | 90 | 3 | 0.5 | 90 | 5 | 20 | -19.3562 | -4.839 | -4.839 | 85.161 | 85.161 | -5.4091 | 91.66% | 91.62% | 92.45% | 93.32% | 94.22% | 94.77% | 95.05% | 95.35% | 95.26% | 96.01% | 95.39% | 93.77% | 91.75% | 87.91% | 79.05% | 94.5% | 93.15% | 91.35% | 89.64% | 87.51% | 86.19% | 0% | 0% | 0% | 0% | 0% | 0% | 0% | 0% | 0% | 96.01% | 9 | +90s | 80 | 73.33% | 0.114 | 0.886 | 4.839 | 0.18258 | 0.81742 | 0.81742 |  | 83.7%
245 | 0:41 | 84.5005 | 90 | 3 | 0.5 | 90 | 5 | 20 | -19.1025 | -4.7756 | -4.7756 | 85.2244 | 85.2244 | -5.4995 | 89.89% | 90.83% | 91.8% | 92.89% | 93.57% | 93.94% | 94.36% | 94.67% | 95.88% | 95.49% | 94.34% | 92.88% | 89.44% | 81.25% | 95.43% | 94.08% | 92.28% | 90.57% | 88.44% | 87.12% | 0% | 0% | 0% | 0% | 0% | 0% | 0% | 0% | 0% | 0% | 95.88% | 8 | +80s | 70 | 76.67% | 0.14478 | 0.85522 | 4.7756 | 0.23186 | 0.76814 | 0.76814 |  | 83.12%
246 | 0:41 | 84.6168 | 90 | 3 | 0.5 | 90 | 5 | 20 | -18.8078 | -4.702 | -4.702 | 85.298 | 85.298 | -5.3832 | 88.65% | 89.75% | 91.05% | 91.89% | 92.35% | 92.91% | 93.71% | 95.46% | 95.35% | 94.78% | 93.98% | 91.02% | 83.66% | 96.38% | 95.03% | 93.23% | 91.52% | 89.39% | 88.07% | 0% | 0% | 0% | 0% | 0% | 0% | 0% | 0% | 0% | 0% | 0% | 96.38% | 13 | +130s | 120 | 60% | 0.13624 | 0.86376 | 4.702 | 0.21819 | 0.78181 | 0.78181 |  | 78.19%
247 | 0:41 | 84.5673 | 90 | 3 | 0.5 | 90 | 5 | 20 | -18.4729 | -4.6182 | -4.6182 | 85.3818 | 85.3818 | -5.4327 | 86.91% | 88.45% | 89.49% | 90.06% | 90.79% | 92.18% | 94.59% | 94.81% | 94.94% | 94.96% | 92.59% | 86.27% | 97.34% | 95.99% | 94.2% | 92.48% | 90.36% | 89.03% | 0% | 0% | 0% | 0% | 0% | 0% | 0% | 0% | 0% | 0% | 0% | 0% | 97.34% | 12 | +120s | 110 | 63.33% | 0.1629 | 0.8371 | 4.6182 | 0.26089 | 0.73911 | 0.73911 |  | 78.2%
248 | 0:41 | 84.9744 | 90 | 3 | 0.5 | 90 | 5 | 20 | -18.0983 | -4.5246 | -4.5246 | 85.4754 | 85.4754 | -5.0256 | 84.73% | 86% | 86.71% | 87.64% | 89.75% | 92.95% | 93.58% | 94.57% | 95.61% | 93.99% | 88.97% | 98.32% | 96.97% | 95.17% | 93.46% | 91.33% | 90.01% | 0% | 0% | 0% | 0% | 0% | 0% | 0% | 0% | 0% | 0% | 0% | 0% | 0% | 98.32% | 11 | +110s | 100 | 66.67% | 0.10019 | 0.89981 | 4.5246 | 0.16046 | 0.83954 | 0.83954 |  | 82.98%
249 | 0:41 | 84.8818 | 90 | 3 | 0.5 | 90 | 5 | 20 | -17.685 | -4.4213 | -4.4213 | 85.5787 | 85.5787 | -5.1182 | 88.34% | 88.94% | 89.76% | 91.17% | 92.05% | 93.16% | 94.51% | 95.69% | 97.14% | 99.07% | 99.31% | 97.96% | 96.16% | 94.45% | 92.33% | 91% | 88.93% | 87.64% | 86.5% | 85.45% | 84.01% | 83.05% | 81.81% | 80.94% | 80.17% | 79.19% | 78.62% | 78.68% | 78.61% | 78.33% | 99.31% | 10 | +100s | 90 | 70% | 0.13939 | 0.86061 | 4.4213 | 0.22324 | 0.77676 | 0.77676 |  | 82.33%
250 | 0:41 | 84.5697 | 90 | 3 | 0.5 | 90 | 5 | 20 | -17.2338 | -4.3085 | -4.3085 | 85.6915 | 85.6915 | -5.4303 | 87.94% | 88.76% | 90.17% | 91.05% | 92.16% | 93.51% | 94.69% | 96.14% | 98.07% | 99.69% | 98.96% | 97.16% | 95.45% | 93.33% | 92% | 89.93% | 88.64% | 87.5% | 86.45% | 85.01% | 84.05% | 82.81% | 81.94% | 81.17% | 80.19% | 79.62% | 79.68% | 79.61% | 79.33% | 79.16% | 99.69% | 9 | +90s | 80 | 73.33% | 0.22437 | 0.77563 | 4.3085 | 0.35933 | 0.64067 | 0.64067 |  | 79.03%
251 | 0:42 | 84.7584 | 90 | 3 | 0.5 | 90 | 5 | 20 | -16.7457 | -4.1864 | -4.1864 | 85.8136 | 85.8136 | -5.2416 | 87.75% | 89.16% | 90.04% | 91.16% | 92.51% | 93.68% | 95.14% | 97.07% | 98.68% | 99.97% | 98.17% | 96.46% | 94.33% | 93.01% | 90.94% | 89.65% | 88.5% | 87.46% | 86.02% | 85.06% | 83.81% | 82.95% | 82.18% | 81.19% | 80.62% | 80.69% | 80.62% | 80.33% | 80.16% | 79.84% | 99.97% | 9 | +90s | 80 | 73.33% | 0.21104 | 0.78896 | 4.1864 | 0.33798 | 0.66202 | 0.66202 |  | 79.84%
252 | 0:42 | 85.7739 | 90 | 3 | 0.5 | 90 | 5 | 20 | -16.2216 | -4.0554 | -4.0554 | 85.9446 | 85.9446 | -4.2261 | 88.15% | 89.02% | 90.14% | 91.49% | 92.67% | 94.12% | 96.05% | 97.67% | 99.02% | 99.19% | 97.47% | 95.35% | 94.02% | 91.95% | 90.66% | 89.52% | 88.47% | 87.03% | 86.07% | 84.83% | 83.96% | 83.19% | 82.21% | 81.64% | 81.7% | 81.63% | 81.35% | 81.18% | 80.85% | 80.76% | 99.19% | 9 | +90s | 80 | 73.33% | 0.034131 | 0.96587 | 4.0554 | 0.054661 | 0.94534 | 0.94534 |  | 89.02%
253 | 0:42 | 85.5382 | 90 | 3 | 0.5 | 90 | 5 | 20 | -15.6629 | -3.9157 | -3.9157 | 86.0843 | 86.0843 | -4.4618 | 88.01% | 89.13% | 90.48% | 91.65% | 93.11% | 95.04% | 96.65% | 98% | 99.8% | 98.49% | 96.36% | 95.04% | 92.97% | 91.68% | 90.53% | 89.48% | 88.05% | 87.09% | 85.84% | 84.98% | 84.2% | 83.22% | 82.65% | 82.72% | 82.65% | 82.36% | 82.19% | 81.87% | 81.77% | 82.24% | 99.8% | 8 | +80s | 70 | 76.67% | 0.10921 | 0.89079 | 3.9157 | 0.1749 | 0.8251 | 0.8251 |  | 86.32%
254 | 0:42 | 85.1857 | 90 | 3 | 0.5 | 90 | 5 | 20 | -15.0705 | -3.7676 | -3.7676 | 86.2324 | 86.2324 | -4.8143 | 88.11% | 89.46% | 90.63% | 92.09% | 94.02% | 95.63% | 96.98% | 98.78% | 99.5% | 97.38% | 96.06% | 93.98% | 92.69% | 91.55% | 90.5% | 89.07% | 88.11% | 86.86% | 85.99% | 85.22% | 84.24% | 83.67% | 83.74% | 83.66% | 83.38% | 83.21% | 82.89% | 82.79% | 83.25% | 82.86% | 99.5% | 8 | +80s | 70 | 76.67% | 0.20933 | 0.79067 | 3.7676 | 0.33525 | 0.66475 | 0.66475 |  | 80.88%
255 | 0:42 | 85.8264 | 90 | 3 | 0.5 | 90 | 5 | 20 | -14.4458 | -3.6115 | -3.6115 | 86.3885 | 86.3885 | -4.1736 | 88.44% | 89.62% | 91.07% | 93% | 94.62% | 95.97% | 97.76% | 99.48% | 98.4% | 97.07% | 95% | 93.71% | 92.57% | 91.52% | 90.08% | 89.12% | 87.88% | 87.01% | 86.24% | 85.26% | 84.69% | 84.75% | 84.68% | 84.4% | 84.23% | 83.9% | 83.81% | 84.27% | 83.88% | 83.58% | 99.48% | 7 | +70s | 60 | 80% | 0.11242 | 0.88758 | 3.6115 | 0.18004 | 0.81996 | 0.81996 |  | 87.16%
256 | 0:42 | 85.9297 | 90 | 3 | 0.5 | 90 | 5 | 20 | -13.7902 | -3.4476 | -3.4476 | 86.5524 | 86.5524 | -4.0703 | 88.6% | 90.06% | 91.99% | 93.6% | 94.95% | 96.75% | 98.47% | 99.41% | 98.09% | 96.01% | 94.72% | 93.58% | 92.53% | 91.1% | 90.14% | 88.89% | 88.02% | 87.25% | 86.27% | 85.7% | 85.77% | 85.69% | 85.41% | 85.24% | 84.92% | 84.82% | 85.28% | 84.89% | 84.6% | 85.03% | 99.41% | 7 | +70s | 60 | 80% | 0.12455 | 0.87545 | 3.4476 | 0.19947 | 0.80053 | 0.80053 |  | 86.49%
257 | 0:43 | 85.7499 | 90 | 3 | 0.5 | 90 | 5 | 20 | -13.1051 | -3.2763 | -3.2763 | 86.7237 | 86.7237 | -4.2501 | 89.05% | 90.98% | 92.59% | 93.94% | 95.74% | 97.46% | 99.58% | 99.1% | 97.02% | 95.73% | 94.59% | 93.54% | 92.1% | 91.14% | 89.9% | 89.03% | 88.26% | 87.28% | 86.71% | 86.77% | 86.7% | 86.42% | 86.25% | 85.93% | 85.83% | 86.29% | 85.9% | 85.6% | 86.04% | 86.1% | 99.58% | 6 | +60s | 50 | 83.33% | 0.19477 | 0.80523 | 3.2763 | 0.31193 | 0.68807 | 0.68807 |  | 83.91%
258 | 0:43 | 86.5694 | 90 | 3 | 0.5 | 90 | 5 | 20 | -12.3918 | -3.098 | -3.098 | 86.902 | 86.902 | -3.4306 | 89.98% | 91.59% | 92.94% | 94.74% | 96.46% | 98.58% | 99.9% | 98.02% | 96.73% | 95.59% | 94.54% | 93.1% | 92.14% | 90.9% | 90.03% | 89.26% | 88.28% | 87.71% | 87.77% | 87.7% | 87.42% | 87.25% | 86.93% | 86.83% | 87.29% | 86.9% | 86.6% | 87.04% | 87.1% | 86.99% | 99.9% | 6 | +60s | 50 | 83.33% | 0.066535 | 0.93346 | 3.098 | 0.10656 | 0.89344 | 0.89344 |  | 90.86%
259 | 0:43 | 86.0659 | 90 | 3 | 0.5 | 90 | 5 | 20 | -11.652 | -2.913 | -2.913 | 87.087 | 87.087 | -3.9341 | 90.6% | 91.95% | 93.75% | 95.47% | 97.59% | 98.91% | 92.67% | 94.37% | 94.74% | 93.7% | 92.36% | 90.72% | 88.55% | 87.11% | 86.96% | 84.95% | 84.33% | 82.04% | 80.55% | 80.87% | 79.37% | 79.57% | 81.24% | 80.72% | 79.53% | 79.6% | 79.45% | 78.54% | 78.77% | 80.54% | 98.91% | 5 | +50s | 40 | 86.67% | 0.20421 | 0.79579 | 2.913 | 0.32705 | 0.67295 | 0.67295 |  | 84.29%
260 | 0:43 | 86.2779 | 90 | 3 | 0.5 | 90 | 5 | 20 | -10.8873 | -2.7218 | -2.7218 | 87.2782 | 87.2782 | -3.7221 | 90.98% | 92.77% | 94.49% | 96.61% | 97.94% | 90.76% | 93.41% | 94.55% | 94.33% | 94.06% | 92.96% | 91.51% | 90.39% | 90.3% | 88.7% | 88.19% | 86.16% | 84.85% | 85.13% | 83.81% | 83.99% | 85.46% | 84.98% | 83.96% | 84.02% | 83.88% | 83.08% | 83.28% | 84.84% | 84.48% | 97.94% | 4 | +40s | 30 | 90% | 0.20005 | 0.79995 | 2.7218 | 0.32039 | 0.67961 | 0.67961 |  | 85.3%
261 | 0:43 | 86.7655 | 90 | 3 | 0.5 | 90 | 5 | 20 | -10.0992 | -2.5248 | -2.5248 | 87.4752 | 87.4752 | -3.2345 | 91.81% | 93.53% | 95.65% | 96.97% | 88.78% | 92.18% | 93.94% | 94.4% | 94.98% | 94.33% | 93.46% | 92.61% | 92.57% | 91.31% | 90.89% | 89.08% | 87.92% | 88.17% | 87.01% | 87.16% | 88.46% | 88.03% | 87.15% | 87.2% | 87.07% | 86.35% | 86.53% | 87.91% | 87.6% | 87.91% | 96.97% | 3 | +30s | 20 | 93.33% | 0.14194 | 0.85806 | 2.5248 | 0.22732 | 0.77268 | 0.77268 |  | 89.19%
262 | 0:43 | 87.1127 | 90 | 3 | 0.5 | 90 | 5 | 20 | -9.2894 | -2.3224 | -2.3224 | 87.6776 | 87.6776 | -2.8873 | 92.58% | 94.7% | 96.02% | 86.87% | 90.87% | 93.13% | 94.15% | 95.44% | 95.16% | 94.77% | 94.15% | 94.14% | 93.17% | 92.81% | 91.2% | 90.17% | 90.39% | 89.36% | 89.49% | 90.65% | 90.26% | 89.49% | 89.53% | 89.42% | 88.77% | 88.92% | 90.16% | 89.89% | 90.17% | 90.8% | 96.02% | 2 | +20s | 10 | 96.67% | 0.11299 | 0.88701 | 2.3224 | 0.18095 | 0.81905 | 0.81905 |  | 91.53%
263 | 0:44 | 87.5372 | 90 | 3 | 0.5 | 90 | 5 | 20 | -8.4598 | -2.1149 | -2.1149 | 87.8851 | 87.8851 | -2.4628 | 93.77% | 95.09% | 85.07% | 89.58% | 92.25% | 93.73% | 95.6% | 95.64% | 95.66% | 95.22% | 95.24% | 94.52% | 94.22% | 92.76% | 91.85% | 92.04% | 91.13% | 91.24% | 92.28% | 91.92% | 91.25% | 91.29% | 91.18% | 90.6% | 90.73% | 91.84% | 91.6% | 91.86% | 92.43% | 92.66% | 95.66% | 8 | +80s | 70 | 76.67% | 0.069578 | 0.93042 | 2.1149 | 0.11143 | 0.88857 | 0.88857 |  | 87.06%
264 | 0:44 | 87.2726 | 90 | 3 | 0.5 | 90 | 5 | 20 | -7.612 | -1.903 | -1.903 | 88.097 | 88.097 | -2.7274 | 94.18% | 83.41% | 88.33% | 91.36% | 93.22% | 95.59% | 95.89% | 96.25% | 95.98% | 96.02% | 95.51% | 95.26% | 93.95% | 93.13% | 93.3% | 92.49% | 92.58% | 93.51% | 93.18% | 92.6% | 92.63% | 92.53% | 92% | 92.12% | 93.12% | 92.91% | 93.14% | 93.67% | 93.88% | 92.67% | 96.25% | 7 | +70s | 60 | 80% | 0.16488 | 0.83512 | 1.903 | 0.26406 | 0.73594 | 0.73594 |  | 83.28%
265 | 0:44 | 87.9108 | 90 | 3 | 0.5 | 90 | 5 | 20 | -6.7479 | -1.687 | -1.687 | 88.313 | 88.313 | -2.0892 | 81.88% | 87.16% | 90.48% | 92.68% | 95.47% | 96% | 96.66% | 96.52% | 96.59% | 96.25% | 96.05% | 94.85% | 94.12% | 94.27% | 93.55% | 93.63% | 94.47% | 94.16% | 93.65% | 93.68% | 93.59% | 93.1% | 93.2% | 94.11% | 93.92% | 94.14% | 94.63% | 94.82% | 93.7% | 92.61% | 96.66% | 6 | +60s | 50 | 83.33% | 0.080452 | 0.91955 | 1.687 | 0.12885 | 0.87115 | 0.87115 |  | 89.03%
266 | 0:44 | 87.5481 | 90 | 3 | 0.5 | 90 | 5 | 20 | -5.8694 | -1.4673 | -1.4673 | 88.5327 | 88.5327 | -2.4519 | 86.06% | 89.64% | 92.12% | 95.28% | 96% | 96.92% | 96.9% | 96.99% | 96.81% | 96.65% | 95.56% | 94.9% | 95.03% | 94.38% | 94.46% | 95.21% | 94.93% | 94.48% | 94.51% | 94.42% | 93.98% | 94.07% | 94.89% | 94.72% | 94.93% | 95.38% | 95.56% | 94.52% | 93.53% | 93.73% | 96.99% | 7 | +70s | 60 | 80% | 0.19692 | 0.80308 | 1.4673 | 0.31536 | 0.68464 | 0.68464 |  | 81.82%
267 | 0:44 | 87.6965 | 90 | 3 | 0.5 | 90 | 5 | 20 | -4.9782 | -1.2446 | -1.2446 | 88.7554 | 88.7554 | -2.3035 | 88.83% | 91.57% | 95.05% | 95.94% | 97.09% | 97.18% | 97.28% | 97.24% | 97.11% | 96.12% | 95.52% | 95.64% | 95.06% | 95.12% | 95.81% | 95.54% | 95.15% | 95.17% | 95.1% | 94.69% | 94.77% | 95.51% | 95.37% | 95.56% | 95.98% | 96.14% | 95.18% | 94.27% | 94.45% | 93.95% | 97.28% | 6 | +60s | 50 | 83.33% | 0.21179 | 0.78821 | 1.2446 | 0.33918 | 0.66082 | 0.66082 |  | 82.23%
268 | 0:44 | 87.6585 | 90 | 3 | 0.5 | 90 | 5 | 20 | -4.0764 | -1.0191 | -1.0191 | 88.9809 | 88.9809 | -2.3415 | 91.03% | 94.79% | 95.84% | 97.18% | 97.37% | 97.49% | 97.56% | 97.47% | 96.56% | 96.02% | 96.13% | 95.61% | 95.66% | 96.28% | 96.03% | 95.7% | 95.71% | 95.64% | 95.27% | 95.34% | 96.01% | 95.89% | 96.07% | 96.46% | 96.61% | 95.72% | 94.89% | 95.04% | 94.6% | 93.99% | 97.56% | 6 | +60s | 50 | 83.33% | 0.26449 | 0.73551 | 1.0191 | 0.42358 | 0.57642 | 0.57642 |  | 79.51%
269 | 0:45 | 87.9946 | 90 | 3 | 0.5 | 90 | 5 | 20 | -3.1659 | -0.79147 | -0.79147 | 89.2085 | 89.2085 | -2.0054 | 94.52% | 95.7% | 97.23% | 97.5% | 97.63% | 97.82% | 97.75% | 96.92% | 96.43% | 96.53% | 96.06% | 96.11% | 96.67% | 96.44% | 96.15% | 96.16% | 96.09% | 95.75% | 95.81% | 96.42% | 96.31% | 96.48% | 96.85% | 96.99% | 96.16% | 95.39% | 95.53% | 95.14% | 94.57% | 94.87% | 97.82% | 5 | +50s | 40 | 86.67% | 0.24278 | 0.75722 | 0.79147 | 0.38881 | 0.61119 | 0.61119 |  | 81.87%
270 | 0:45 | 88.1984 | 90 | 3 | 0.5 | 90 | 5 | 20 | -2.2486 | -0.56214 | -0.56214 | 89.4379 | 89.4379 | -1.8016 | 95.55% | 97.23% | 97.58% | 97.73% | 98.01% | 97.97% | 97.21% | 96.77% | 96.86% | 96.44% | 96.48% | 96.99% | 96.77% | 96.52% | 96.53% | 96.47% | 96.15% | 96.2% | 96.76% | 96.67% | 96.83% | 97.17% | 97.3% | 96.52% | 95.82% | 95.95% | 95.59% | 95.05% | 95.32% | 95.22% | 98.01% | 4 | +40s | 30 | 90% | 0.24789 | 0.75211 | 0.56214 | 0.39701 | 0.60299 | 0.60299 |  | 82.77%
271 | 0:45 | 88.4759 | 90 | 3 | 0.5 | 90 | 5 | 20 | -1.3264 | -0.33161 | -0.33161 | 89.6684 | 89.6684 | -1.5241 | 97.21% | 97.63% | 97.78% | 98.16% | 98.14% | 97.45% | 97.05% | 97.13% | 96.76% | 96.79% | 97.25% | 97.04% | 96.83% | 96.84% | 96.78% | 96.49% | 96.53% | 97.04% | 96.96% | 97.11% | 97.44% | 97.55% | 96.83% | 96.18% | 96.3% | 95.97% | 95.47% | 95.71% | 95.61% | 96.07% | 98.16% | 3 | +30s | 20 | 93.33% | 0.2385 | 0.7615 | 0.33161 | 0.38197 | 0.61803 | 0.61803 |  | 84.43%
272 | 0:45 | 88.752 | 90 | 3 | 0.5 | 90 | 5 | 20 | -0.40146 | -0.10036 | -0.10036 | 89.8996 | 89.8996 | -1.248 | 97.65% | 97.81% | 98.28% | 98.28% | 97.64% | 97.29% | 97.35% | 97.02% | 97.05% | 97.46% | 97.27% | 97.1% | 97.1% | 97.05% | 96.77% | 96.81% | 97.27% | 97.21% | 97.35% | 97.65% | 97.76% | 97.08% | 96.49% | 96.59% | 96.31% | 95.83% | 96.04% | 95.94% | 96.36% | 96.5% | 98.28% | 3 | +30s | 20 | 93.33% | 0.22953 | 0.77047 | 0.10036 | 0.36759 | 0.63241 | 0.63241 |  | 84.95%
273 | 0:45 | 89.2482 | 90 | 3 | 0.5 | 90 | 5 | 20 | 0.52438 | 0.13109 | 0.13109 | 90.1311 | 90.1311 | -0.75183 | 97.82% | 98.36% | 98.38% | 97.8% | 97.48% | 97.54% | 97.25% | 97.27% | 97.64% | 97.46% | 97.32% | 97.32% | 97.27% | 97.02% | 97.05% | 97.47% | 97.41% | 97.55% | 97.84% | 97.94% | 97.3% | 96.76% | 96.85% | 96.59% | 96.14% | 96.33% | 96.23% | 96.6% | 96.73% | 96.95% | 98.38% | 2 | +20s | 10 | 96.67% | 0.17659 | 0.82341 | 0.13109 | 0.2828 | 0.7172 | 0.7172 |  | 88.92%
274 | 0:45 | 89.1962 | 90 | 3 | 0.5 | 90 | 5 | 20 | 1.4491 | 0.36227 | 0.36227 | 90.3623 | 90.3623 | -0.80376 | 98.42% | 98.46% | 97.93% | 97.65% | 97.7% | 97.44% | 97.46% | 97.79% | 97.62% | 97.51% | 97.51% | 97.47% | 97.23% | 97.26% | 97.64% | 97.59% | 97.72% | 97.99% | 98.08% | 97.48% | 96.99% | 97.07% | 96.84% | 96.41% | 96.58% | 96.48% | 96.81% | 96.93% | 97.13% | 97.23% | 98.46% | 1 | +10s | 0 | 100% | 0.23321 | 0.76679 | 0.36227 | 0.37349 | 0.62651 | 0.62651 |  | 87.04%
275 | 0:46 | 89.4937 | 90 | 3 | 0.5 | 90 | 5 | 20 | 2.3707 | 0.59268 | 0.59268 | 90.5927 | 90.5927 | -0.50627 | 98.52% | 98.04% | 97.79% | 97.83% | 97.61% | 97.62% | 97.92% | 97.76% | 97.68% | 97.67% | 97.63% | 97.42% | 97.44% | 97.78% | 97.74% | 97.86% | 98.11% | 98.2% | 97.64% | 97.19% | 97.26% | 97.06% | 96.66% | 96.79% | 96.71% | 96.99% | 97.1% | 97.28% | 97.37% | 97.12% | 98.52% | 0 | No Time Shift | 0 | 100% | 0.21979 | 0.78021 | 0.59268 | 0.352 | 0.648 | 0.648 |  | 87.77%
276 | 0:46 | 88.8681 | 90 | 3 | 0.5 | 90 | 5 | 20 | 3.2872 | 0.82181 | 0.82181 | 90.8218 | 90.8218 | -1.1319 | 98.13% | 97.91% | 97.94% | 97.75% | 97.76% | 98.02% | 97.87% | 97.82% | 97.81% | 97.77% | 97.57% | 97.59% | 97.89% | 97.87% | 97.98% | 98.22% | 98.3% | 97.78% | 97.37% | 97.42% | 97.26% | 96.87% | 96.99% | 96.9% | 97.15% | 97.25% | 97.41% | 97.49% | 97.27% | 97.19% | 98.3% | 16 | +160s | 150 | 50% | 0.39074 | 0.60926 | 0.82181 | 0.62577 | 0.37423 | 0.37423 |  | 61.91%
277 | 0:46 | 89.2655 | 90 | 3 | 0.5 | 90 | 5 | 20 | 4.1967 | 1.0492 | 1.0492 | 91.0492 | 91.0492 | -0.73453 | 98.01% | 98.03% | 97.88% | 97.88% | 98.11% | 97.96% | 97.94% | 97.93% | 97.89% | 97.71% | 97.73% | 97.99% | 97.97% | 98.08% | 98.31% | 98.38% | 97.89% | 97.52% | 97.57% | 97.43% | 97.06% | 97.16% | 97.08% | 97.28% | 97.37% | 97.52% | 97.59% | 97.4% | 97.33% | 97.09% | 98.38% | 15 | +150s | 140 | 53.33% | 0.35674 | 0.64326 | 1.0492 | 0.57133 | 0.42867 | 0.42867 |  | 64.86%
278 | 0:46 | 89.9707 | 90 | 3 | 0.5 | 90 | 5 | 20 | 5.0972 | 1.2743 | 1.2743 | 91.2743 | 91.2743 | -0.0293 | 98.11% | 97.98% | 97.98% | 98.18% | 98.04% | 98.04% | 98.03% | 98% | 97.83% | 97.84% | 98.08% | 98.07% | 98.17% | 98.38% | 98.45% | 97.99% | 97.66% | 97.7% | 97.58% | 97.23% | 97.31% | 97.23% | 97.4% | 97.48% | 97.61% | 97.68% | 97.51% | 97.45% | 97.23% | 97.38% | 98.45% | 14 | +140s | 130 | 56.67% | 0.26072 | 0.73928 | 1.2743 | 0.41755 | 0.58245 | 0.58245 |  | 71.12%
279 | 0:46 | 89.7146 | 90 | 3 | 0.5 | 90 | 5 | 20 | 5.9868 | 1.4967 | 1.4967 | 91.4967 | 91.4967 | -0.28537 | 98.07% | 98.06% | 98.23% | 98.11% | 98.13% | 98.12% | 98.09% | 97.94% | 97.94% | 98.14% | 98.14% | 98.24% | 98.44% | 98.5% | 98.08% | 97.78% | 97.81% | 97.71% | 97.39% | 97.45% | 97.37% | 97.5% | 97.58% | 97.69% | 97.75% | 97.6% | 97.55% | 97.36% | 97.5% | 97.7% | 98.5% | 13 | +130s | 120 | 60% | 0.35641 | 0.64359 | 1.4967 | 0.5708 | 0.4292 | 0.4292 |  | 67.14%
280 | 0:46 | 90.3795 | 90 | 3 | 0.5 | 90 | 5 | 20 | 6.8635 | 1.7159 | 1.7159 | 91.7159 | 91.7159 | 0.37952 | 98.14% | 98.28% | 98.16% | 98.21% | 98.2% | 98.16% | 98.03% | 98.03% | 98.2% | 98.21% | 98.3% | 98.48% | 98.54% | 98.15% | 97.89% | 97.91% | 97.83% | 97.52% | 97.57% | 97.49% | 97.59% | 97.66% | 97.76% | 97.8% | 97.69% | 97.64% | 97.47% | 97.6% | 97.79% | 97.78% | 98.54% | 12 | +120s | 110 | 63.33% | 0.26727 | 0.73273 | 1.7159 | 0.42804 | 0.57196 | 0.57196 |  | 73.02%
281 | 0:47 | 90.7073 | 90 | 3 | 0.5 | 90 | 5 | 20 | 7.7255 | 1.9314 | 1.9314 | 91.9314 | 91.9314 | 0.7073 | 98.31% | 98.2% | 98.27% | 98.26% | 98.23% | 98.11% | 98.1% | 98.25% | 98.26% | 98.35% | 98.52% | 98.57% | 98.21% | 97.98% | 97.99% | 97.94% | 97.65% | 97.67% | 97.6% | 97.67% | 97.73% | 97.81% | 97.85% | 97.76% | 97.71% | 97.57% | 97.69% | 97.86% | 97.85% | 98.03% | 98.57% | 11 | +110s | 100 | 66.67% | 0.24482 | 0.75518 | 1.9314 | 0.39208 | 0.60792 | 0.60792 |  | 75.34%
282 | 0:47 | 89.9869 | 90 | 3 | 0.5 | 90 | 5 | 20 | 8.571 | 2.1428 | 2.1428 | 92.1428 | 92.1428 | -0.013139 | 98.23% | 98.32% | 98.31% | 98.28% | 98.18% | 98.17% | 98.28% | 98.31% | 98.39% | 98.54% | 98.59% | 98.26% | 98.06% | 98.06% | 98.04% | 97.76% | 97.77% | 97.7% | 97.74% | 97.79% | 97.86% | 97.89% | 97.82% | 97.78% | 97.65% | 97.77% | 97.93% | 97.92% | 98.07% | 98% | 98.59% | 10 | +100s | 90 | 70% | 0.43118 | 0.56882 | 2.1428 | 0.69054 | 0.30946 | 0.30946 |  | 66.51%
283 | 0:47 | 90.6701 | 90 | 3 | 0.5 | 90 | 5 | 20 | 9.3981 | 2.3495 | 2.3495 | 92.3495 | 92.3495 | 0.67009 | 98.37% | 98.35% | 98.33% | 98.24% | 98.22% | 98.31% | 98.34% | 98.42% | 98.56% | 98.6% | 98.3% | 98.13% | 98.13% | 98.12% | 97.86% | 97.85% | 97.78% | 97.79% | 97.84% | 97.89% | 97.92% | 97.87% | 97.83% | 97.73% | 97.84% | 97.99% | 97.97% | 98.1% | 98.02% | 98% | 98.6% | 9 | +90s | 80 | 73.33% | 0.33589 | 0.66411 | 2.3495 | 0.53793 | 0.46207 | 0.46207 |  | 72.71%
284 | 0:47 | 91.0843 | 90 | 3 | 0.5 | 90 | 5 | 20 | 10.2051 | 2.5513 | 2.5513 | 92.5513 | 92.5513 | 1.0843 | 98.39% | 98.36% | 98.29% | 98.27% | 98.33% | 98.36% | 98.44% | 98.57% | 98.61% | 98.33% | 98.2% | 98.18% | 98.2% | 97.95% | 97.93% | 97.86% | 97.84% | 97.88% | 97.92% | 97.94% | 97.91% | 97.88% | 97.8% | 97.9% | 98.04% | 98.02% | 98.12% | 98.02% | 98.03% | 98.22% | 98.61% | 8 | +80s | 70 | 76.67% | 0.29339 | 0.70661 | 2.5513 | 0.46986 | 0.53014 | 0.53014 |  | 76.1%
285 | 0:47 | 90.6269 | 90 | 3 | 0.5 | 90 | 5 | 20 | 10.9902 | 2.7475 | 2.7475 | 92.7475 | 92.7475 | 0.62694 | 98.39% | 98.33% | 98.31% | 98.34% | 98.38% | 98.45% | 98.57% | 98.6% | 98.35% | 98.25% | 98.23% | 98.26% | 98.04% | 98% | 97.93% | 97.88% | 97.91% | 97.94% | 97.95% | 97.94% | 97.92% | 97.85% | 97.95% | 98.08% | 98.06% | 98.13% | 98.02% | 98.06% | 98.23% | 98.05% | 98.6% | 7 | +70s | 60 | 80% | 0.42412 | 0.57588 | 2.7475 | 0.67924 | 0.32076 | 0.32076 |  | 70.23%
286 | 0:47 | 90.9104 | 90 | 3 | 0.5 | 90 | 5 | 20 | 11.7517 | 2.9379 | 2.9379 | 92.9379 | 92.9379 | 0.91035 | 98.36% | 98.34% | 98.34% | 98.39% | 98.45% | 98.56% | 98.59% | 98.37% | 98.3% | 98.27% | 98.32% | 98.11% | 98.06% | 97.99% | 97.91% | 97.94% | 97.95% | 97.96% | 97.96% | 97.95% | 97.9% | 97.99% | 98.11% | 98.09% | 98.13% | 98.01% | 98.07% | 98.23% | 98.08% | 97.87% | 98.59% | 6 | +60s | 50 | 83.33% | 0.40552 | 0.59448 | 2.9379 | 0.64944 | 0.35056 | 0.35056 |  | 72.33%
287 | 0:48 | 91.4468 | 90 | 3 | 0.5 | 90 | 5 | 20 | 12.4881 | 3.122 | 3.122 | 93.122 | 93.122 | 1.4468 | 98.36% | 98.34% | 98.39% | 98.45% | 98.55% | 98.57% | 98.37% | 98.33% | 98.3% | 98.37% | 98.18% | 98.11% | 98.04% | 97.94% | 97.96% | 97.95% | 97.95% | 97.98% | 97.97% | 97.95% | 98.03% | 98.13% | 98.11% | 98.13% | 98% | 98.08% | 98.23% | 98.09% | 97.92% | 97.67% | 98.57% | 5 | +50s | 40 | 86.67% | 0.33505 | 0.66495 | 3.122 | 0.53658 | 0.46342 | 0.46342 |  | 77.19%
288 | 0:48 | 91.8889 | 90 | 3 | 0.5 | 90 | 5 | 20 | 13.1977 | 3.2994 | 3.2994 | 93.2994 | 93.2994 | 1.8889 | 98.32% | 98.39% | 98.44% | 98.53% | 98.54% | 98.38% | 98.37% | 98.32% | 98.42% | 98.24% | 98.15% | 98.09% | 97.95% | 97.97% | 97.95% | 97.94% | 97.99% | 97.99% | 97.98% | 98.06% | 98.15% | 98.13% | 98.12% | 97.97% | 98.09% | 98.22% | 98.1% | 97.95% | 97.72% | 96.72% | 98.54% | 4 | +40s | 30 | 90% | 0.2821 | 0.7179 | 3.2994 | 0.45179 | 0.54821 | 0.54821 |  | 81.12%
289 | 0:48 | 91.8965 | 90 | 3 | 0.5 | 90 | 5 | 20 | 13.879 | 3.4698 | 3.4698 | 93.4698 | 93.4698 | 1.8965 | 98.38% | 98.42% | 98.5% | 98.51% | 98.37% | 98.39% | 98.34% | 98.45% | 98.29% | 98.19% | 98.13% | 97.96% | 97.97% | 97.93% | 97.93% | 98% | 98% | 98.01% | 98.08% | 98.16% | 98.14% | 98.1% | 97.94% | 98.08% | 98.21% | 98.1% | 97.99% | 97.76% | 96.8% | 96.23% | 98.51% | 3 | +30s | 20 | 93.33% | 0.31466 | 0.68534 | 3.4698 | 0.50393 | 0.49607 | 0.49607 |  | 80.48%
290 | 0:48 | 91.6967 | 90 | 3 | 0.5 | 90 | 5 | 20 | 14.5306 | 3.6327 | 3.6327 | 93.6327 | 93.6327 | 1.6967 | 98.4% | 98.46% | 98.47% | 98.35% | 98.4% | 98.35% | 98.48% | 98.34% | 98.22% | 98.16% | 97.96% | 97.96% | 97.92% | 97.9% | 97.99% | 98% | 98.03% | 98.09% | 98.16% | 98.14% | 98.07% | 97.9% | 98.07% | 98.18% | 98.09% | 98.01% | 97.8% | 96.86% | 96.32% | 94.26% | 98.48% | 6 | +60s | 50 | 83.33% | 0.3872 | 0.6128 | 3.6327 | 0.6201 | 0.3799 | 0.3799 |  | 73.27%
291 | 0:48 | 91.9894 | 90 | 3 | 0.5 | 90 | 5 | 20 | 15.151 | 3.7878 | 3.7878 | 93.7878 | 93.7878 | 1.9894 | 98.41% | 98.42% | 98.33% | 98.41% | 98.35% | 98.5% | 98.37% | 98.24% | 98.18% | 97.96% | 97.95% | 97.89% | 97.87% | 97.98% | 97.99% | 98.04% | 98.1% | 98.15% | 98.13% | 98.04% | 97.85% | 98.05% | 98.15% | 98.08% | 98.03% | 97.83% | 96.93% | 96.42% | 94.44% | 91.27% | 98.5% | 5 | +50s | 40 | 86.67% | 0.35967 | 0.64033 | 3.7878 | 0.57602 | 0.42398 | 0.42398 |  | 75.86%
292 | 0:48 | 92.2821 | 90 | 3 | 0.5 | 90 | 5 | 20 | 15.739 | 3.9348 | 3.9348 | 93.9348 | 93.9348 | 2.2821 | 98.36% | 98.3% | 98.41% | 98.34% | 98.52% | 98.4% | 98.25% | 98.2% | 97.94% | 97.93% | 97.85% | 97.82% | 97.96% | 97.98% | 98.05% | 98.1% | 98.14% | 98.11% | 97.99% | 97.8% | 98.02% | 98.11% | 98.05% | 98.04% | 97.85% | 96.98% | 96.5% | 94.61% | 91.53% | 88.23% | 98.52% | 4 | +40s | 30 | 90% | 0.33052 | 0.66948 | 3.9348 | 0.52934 | 0.47066 | 0.47066 |  | 78.53%
293 | 0:49 | 91.7731 | 90 | 3 | 0.5 | 90 | 5 | 20 | 16.2933 | 4.0733 | 4.0733 | 94.0733 | 94.0733 | 1.7731 | 98.26% | 98.41% | 98.33% | 98.52% | 98.43% | 98.26% | 98.21% | 97.92% | 97.9% | 97.81% | 97.77% | 97.93% | 97.95% | 98.05% | 98.09% | 98.12% | 98.09% | 97.94% | 97.73% | 97.98% | 98.06% | 98.02% | 98.04% | 97.86% | 97.03% | 96.58% | 94.77% | 91.78% | 88.55% | 85.11% | 98.52% | 3 | +30s | 20 | 93.33% | 0.46003 | 0.53997 | 4.0733 | 0.73675 | 0.26325 | 0.26325 |  | 72.73%
294 | 0:49 | 92.0797 | 90 | 3 | 0.5 | 90 | 5 | 20 | 16.8126 | 4.2031 | 4.2031 | 94.2031 | 94.2031 | 2.0797 | 98.39% | 98.3% | 98.52% | 98.44% | 98.25% | 98.21% | 97.89% | 97.86% | 97.76% | 97.71% | 97.89% | 97.92% | 98.03% | 98.07% | 98.09% | 98.06% | 97.88% | 97.66% | 97.94% | 98% | 97.98% | 98.03% | 97.86% | 97.07% | 96.66% | 94.93% | 92.04% | 88.88% | 85.51% | 79.68% | 98.52% | 2 | +20s | 10 | 96.67% | 0.42469 | 0.57531 | 4.2031 | 0.68015 | 0.31985 | 0.31985 |  | 75.72%
295 | 0:49 | 92.7655 | 90 | 3 | 0.5 | 90 | 5 | 20 | 17.2959 | 4.324 | 4.324 | 94.324 | 94.324 | 2.7655 | 98.27% | 98.51% | 98.45% | 98.24% | 98.2% | 97.85% | 97.81% | 97.69% | 97.64% | 97.84% | 97.88% | 98.01% | 98.04% | 98.04% | 98.02% | 97.81% | 97.57% | 97.88% | 97.93% | 97.93% | 98.01% | 97.85% | 97.1% | 96.72% | 95.09% | 92.29% | 89.21% | 85.91% | 80.18% | 69.69% | 98.51% | 1 | +10s | 0 | 100% | 0.31169 | 0.68831 | 4.324 | 0.49918 | 0.50082 | 0.50082 |  | 82.86%
296 | 0:49 | 92.7472 | 90 | 3 | 0.5 | 90 | 5 | 20 | 17.7421 | 4.4355 | 4.4355 | 94.4355 | 94.4355 | 2.7472 | 98.49% | 98.44% | 98.22% | 98.18% | 97.8% | 97.75% | 97.62% | 97.56% | 97.78% | 97.83% | 97.98% | 98% | 97.99% | 97.96% | 97.72% | 97.47% | 97.81% | 97.84% | 97.87% | 97.99% | 97.84% | 97.13% | 96.78% | 95.24% | 92.55% | 89.54% | 86.31% | 80.69% | 70.32% | 60.86% | 98.49% | 0 | No Time Shift | 0 | 100% | 0.33766 | 0.66234 | 4.4355 | 0.54077 | 0.45923 | 0.45923 |  | 81.47%
297 | 0:49 | 92.4972 | 90 | 3 | 0.5 | 90 | 5 | 20 | 18.1503 | 4.5376 | 4.5376 | 94.5376 | 94.5376 | 2.4972 | 98.43% | 98.19% | 98.15% | 97.73% | 97.68% | 97.53% | 97.46% | 97.71% | 97.76% | 97.94% | 97.95% | 97.93% | 97.9% | 97.63% | 97.36% | 97.73% | 97.75% | 97.79% | 97.95% | 97.81% | 97.14% | 96.83% | 95.39% | 92.8% | 89.87% | 86.72% | 81.22% | 70.96% | 61.57% | 83.6% | 98.43% | 0 | No Time Shift | 0 | 100% | 0.40808 | 0.59192 | 4.5376 | 0.65355 | 0.34645 | 0.34645 |  | 77.69%
298 | 0:49 | 93.3679 | 90 | 3 | 0.5 | 90 | 5 | 20 | 18.5196 | 4.6299 | 4.6299 | 94.6299 | 94.6299 | 3.3679 | 98.14% | 98.11% | 97.65% | 97.59% | 97.42% | 97.35% | 97.62% | 97.68% | 97.88% | 97.89% | 97.85% | 97.82% | 97.51% | 97.23% | 97.64% | 97.64% | 97.7% | 97.9% | 97.78% | 97.14% | 96.88% | 95.54% | 93.05% | 90.21% | 87.14% | 81.75% | 71.62% | 62.32% | 84.06% | 82.74% | 98.14% | 0 | No Time Shift | 0 | 100% | 0.25241 | 0.74759 | 4.6299 | 0.40423 | 0.59577 | 0.59577 |  | 85.91%
299 | 0:50 | 92.8582 | 90 | 3 | 0.5 | 90 | 5 | 20 | 18.8493 | 4.7123 | 4.7123 | 94.7123 | 94.7123 | 2.8582 | 98.05% | 97.56% | 97.49% | 97.3% | 97.22% | 97.52% | 97.59% | 97.81% | 97.81% | 97.76% | 97.72% | 97.38% | 97.08% | 97.52% | 97.51% | 97.6% | 97.83% | 97.72% | 97.14% | 96.91% | 95.67% | 93.31% | 90.55% | 87.56% | 82.3% | 72.3% | 63.09% | 84.56% | 83.24% | 81.58% | 98.05% | 0 | No Time Shift | 0 | 100% | 0.37083 | 0.62917 | 4.7123 | 0.5939 | 0.4061 | 0.4061 |  | 79.55%
300 | 0:50 | 93.8579 | 90 | 3 | 0.5 | 90 | 5 | 20 | 19.1385 | 4.7846 | 4.7846 | 94.7846 | 94.7846 | 3.8579 | 97.45% | 97.37% | 97.16% | 97.07% | 97.4% | 97.47% | 97.73% | 97.71% | 97.64% | 97.61% | 97.23% | 96.92% | 97.39% | 97.36% | 97.47% | 97.75% | 97.65% | 97.12% | 96.93% | 95.81% | 93.56% | 90.89% | 88% | 82.87% | 73.01% | 63.89% | 85.1% | 83.78% | 82.12% | 80.89% | 97.75% | 15 | +150s | 140 | 53.33% | 0.18535 | 0.81465 | 4.7846 | 0.29684 | 0.70316 | 0.70316 |  | 73.8%
301 | 0:50 | 93.5125 | 90 | 3 | 0.5 | 90 | 5 | 20 | 19.3867 | 4.8467 | 4.8467 | 94.8467 | 94.8467 | 3.5125 | 97.22% | 97% | 96.9% | 97.25% | 97.34% | 97.62% | 97.6% | 97.51% | 97.47% | 97.05% | 96.72% | 97.24% | 97.19% | 97.32% | 97.64% | 97.57% | 97.08% | 96.94% | 95.93% | 93.82% | 91.25% | 88.45% | 83.46% | 73.75% | 64.73% | 85.68% | 84.36% | 82.7% | 81.47% | 79.51% | 97.64% | 14 | +140s | 130 | 56.67% | 0.26683 | 0.73317 | 4.8467 | 0.42733 | 0.57267 | 0.57267 |  | 70.53%
302 | 0:50 | 93.9347 | 90 | 3 | 0.5 | 90 | 5 | 20 | 19.5934 | 4.8984 | 4.8984 | 94.8984 | 94.8984 | 3.9347 | 96.8% | 96.7% | 97.08% | 97.17% | 97.49% | 97.45% | 97.35% | 97.31% | 96.85% | 96.5% | 97.05% | 96.99% | 97.15% | 97.52% | 97.46% | 97.02% | 96.93% | 96.05% | 94.07% | 91.61% | 88.92% | 84.07% | 74.52% | 65.61% | 86.3% | 84.97% | 83.31% | 82.09% | 80.13% | 79.09% | 97.52% | 13 | +130s | 120 | 60% | 0.19272 | 0.80728 | 4.8984 | 0.30865 | 0.69135 | 0.69135 |  | 75.55%
303 | 0:50 | 94.0374 | 90 | 3 | 0.5 | 90 | 5 | 20 | 19.7581 | 4.9395 | 4.9395 | 94.9395 | 94.9395 | 4.0374 | 96.46% | 96.88% | 96.98% | 97.32% | 97.28% | 97.15% | 97.11% | 96.61% | 96.24% | 96.84% | 96.75% | 96.94% | 97.36% | 97.32% | 96.94% | 96.9% | 96.16% | 94.33% | 91.98% | 89.39% | 84.71% | 75.34% | 66.55% | 86.95% | 85.63% | 83.97% | 82.74% | 80.78% | 79.74% | 0% | 97.36% | 12 | +120s | 110 | 63.33% | 0.18042 | 0.81958 | 4.9395 | 0.28894 | 0.71106 | 0.71106 |  | 77.27%
304 | 0:50 | 93.8952 | 90 | 3 | 0.5 | 90 | 5 | 20 | 19.8805 | 4.9701 | 4.9701 | 94.9701 | 94.9701 | 3.8952 | 96.64% | 96.75% | 97.13% | 97.07% | 96.92% | 96.88% | 96.33% | 95.94% | 96.58% | 96.47% | 96.7% | 97.17% | 97.15% | 96.83% | 96.84% | 96.25% | 94.58% | 92.36% | 89.89% | 85.39% | 76.21% | 67.54% | 87.64% | 86.31% | 84.66% | 83.43% | 81.47% | 80.43% | 0% | 0% | 97.17% | 11 | +110s | 100 | 66.67% | 0.21499 | 0.78501 | 4.9701 | 0.34431 | 0.65569 | 0.65569 |  | 76.47%
305 | 0:51 | 94.22 | 90 | 3 | 0.5 | 90 | 5 | 20 | 19.9602 | 4.9901 | 4.9901 | 94.9901 | 94.9901 | 4.22 | 96.47% | 96.89% | 96.82% | 96.65% | 96.6% | 96% | 95.58% | 96.28% | 96.14% | 96.4% | 96.94% | 96.93% | 96.68% | 96.76% | 96.32% | 94.83% | 92.74% | 90.41% | 86.09% | 77.12% | 68.61% | 88.36% | 87.04% | 85.38% | 84.16% | 82.19% | 81.15% | 0% | 0% | 0% | 96.94% | 10 | +100s | 90 | 70% | 0.154 | 0.846 | 4.9901 | 0.24664 | 0.75336 | 0.75336 |  | 80.76%
306 | 0:51 | 94.189 | 90 | 3 | 0.5 | 90 | 5 | 20 | 19.9972 | 4.9993 | 4.9993 | 94.9993 | 94.9993 | 4.189 | 96.59% | 96.51% | 96.31% | 96.26% | 95.61% | 95.16% | 95.91% | 95.75% | 96.05% | 96.65% | 96.66% | 96.49% | 96.63% | 96.37% | 95.08% | 93.13% | 90.94% | 86.84% | 78.11% | 69.75% | 89.12% | 87.79% | 86.13% | 84.91% | 82.95% | 81.91% | 0% | 0% | 0% | 0% | 96.66% | 10 | +100s | 90 | 70% | 0.16205 | 0.83795 | 4.9993 | 0.25953 | 0.74047 | 0.74047 |  | 80.24%
307 | 0:51 | 94.1339 | 90 | 3 | 0.5 | 90 | 5 | 20 | 19.9913 | 4.9978 | 4.9978 | 94.9978 | 94.9978 | 4.1339 | 96.13% | 95.9% | 95.85% | 95.14% | 94.66% | 95.47% | 95.28% | 95.62% | 96.29% | 96.33% | 96.24% | 96.45% | 96.39% | 95.31% | 93.53% | 91.49% | 87.63% | 79.16% | 70.98% | 89.9% | 88.58% | 86.92% | 85.7% | 83.73% | 82.7% | 0% | 0% | 0% | 0% | 0% | 96.45% | 11 | +110s | 100 | 66.67% | 0.17278 | 0.82722 | 4.9978 | 0.27671 | 0.72329 | 0.72329 |  | 78.48%
308 | 0:51 | 94.4887 | 90 | 3 | 0.5 | 90 | 5 | 20 | 19.9426 | 4.9856 | 4.9856 | 94.9856 | 94.9856 | 4.4887 | 95.4% | 95.35% | 94.56% | 94.06% | 94.94% | 94.71% | 95.1% | 95.85% | 95.91% | 95.91% | 96.2% | 96.36% | 95.51% | 93.92% | 92.07% | 88.47% | 80.29% | 72.32% | 90.72% | 89.39% | 87.73% | 86.51% | 84.55% | 83.51% | 0% | 0% | 0% | 0% | 0% | 0% | 96.36% | 11 | +110s | 100 | 66.67% | 0.099383 | 0.90062 | 4.9856 | 0.15916 | 0.84084 | 0.84084 |  | 82.37%
309 | 0:51 | 94.8939 | 90 | 3 | 0.5 | 90 | 5 | 20 | 19.8511 | 4.9628 | 4.9628 | 94.9628 | 94.9628 | 4.8939 | 94.72% | 93.86% | 93.32% | 94.27% | 94.01% | 94.45% | 95.29% | 95.38% | 95.49% | 95.87% | 96.27% | 95.69% | 94.3% | 92.65% | 89.35% | 81.51% | 73.77% | 91.56% | 90.24% | 88.58% | 87.35% | 85.39% | 84.35% | 0% | 0% | 0% | 0% | 0% | 0% | 0% | 96.27% | 10 | +100s | 90 | 70% | 0.013783 | 0.98622 | 4.9628 | 0.022074 | 0.97793 | 0.97793 |  | 88.02%
310 | 0:51 | 95.2613 | 90 | 3 | 0.5 | 90 | 5 | 20 | 19.7171 | 4.9293 | 4.9293 | 94.9293 | 94.9293 | 5.2613 | 92.98% | 92.4% | 93.44% | 93.14% | 93.63% | 94.57% | 94.7% | 94.92% | 95.41% | 96.08% | 95.81% | 94.66% | 93.24% | 90.29% | 82.84% | 75.37% | 92.43% | 91.1% | 89.44% | 88.22% | 86.26% | 85.22% | 0% | 0% | 0% | 0% | 0% | 0% | 0% | 0% | 96.08% | 9 | +90s | 80 | 73.33% | 0.066412 | 0.93359 | 4.9293 | 0.10636 | 0.89364 | 0.89364 |  | 86.26%
311 | 0:52 | 95.674 | 90 | 3 | 0.5 | 90 | 5 | 20 | 19.5409 | 4.8852 | 4.8852 | 94.8852 | 94.8852 | 5.674 | 91.25% | 92.39% | 92.04% | 92.6% | 93.65% | 93.82% | 94.18% | 94.78% | 95.77% | 95.85% | 94.97% | 93.82% | 91.26% | 84.27% | 77.13% | 93.32% | 92% | 90.34% | 89.11% | 87.15% | 86.11% | 0% | 0% | 0% | 0% | 0% | 0% | 0% | 0% | 0% | 95.85% | 9 | +90s | 80 | 73.33% | 0.15776 | 0.84224 | 4.8852 | 0.25265 | 0.74735 | 0.74735 |  | 81.31%
312 | 0:52 | 95.1366 | 90 | 3 | 0.5 | 90 | 5 | 20 | 19.3227 | 4.8307 | 4.8307 | 94.8307 | 94.8307 | 5.1366 | 91.03% | 90.63% | 91.26% | 92.45% | 92.67% | 93.18% | 93.91% | 95.27% | 95.76% | 95.21% | 94.37% | 92.28% | 85.83% | 79.07% | 94.23% | 92.91% | 91.25% | 90.03% | 88.06% | 87.03% | 0% | 0% | 0% | 0% | 0% | 0% | 0% | 0% | 0% | 0% | 95.76% | 8 | +80s | 70 | 76.67% | 0.061174 | 0.93883 | 4.8307 | 0.097971 | 0.90203 | 0.90203 |  | 87.54%
313 | 0:52 | 95.3013 | 90 | 3 | 0.5 | 90 | 5 | 20 | 19.0632 | 4.7658 | 4.7658 | 94.7658 | 94.7658 | 5.3013 | 88.79% | 89.51% | 90.85% | 91.12% | 91.81% | 92.71% | 94.49% | 95.47% | 95.29% | 94.82% | 93.29% | 87.49% | 81.2% | 95.16% | 93.84% | 92.18% | 90.96% | 89% | 87.96% | 0% | 0% | 0% | 0% | 0% | 0% | 0% | 0% | 0% | 0% | 0% | 95.47% | 7 | +70s | 60 | 80% | 0.1071 | 0.8929 | 4.7658 | 0.17152 | 0.82848 | 0.82848 |  | 86.11%
314 | 0:52 | 95.1833 | 90 | 3 | 0.5 | 90 | 5 | 20 | 18.7628 | 4.6907 | 4.6907 | 94.6907 | 94.6907 | 5.1833 | 87.15% | 88.67% | 89.01% | 89.92% | 91% | 93.3% | 94.85% | 95.13% | 95.11% | 94.24% | 89.24% | 83.53% | 96.12% | 94.79% | 93.13% | 91.91% | 89.95% | 88.91% | 0% | 0% | 0% | 0% | 0% | 0% | 0% | 0% | 0% | 0% | 0% | 0% | 96.12% | 12 | +120s | 110 | 63.33% | 0.098509 | 0.90149 | 4.6907 | 0.15776 | 0.84224 | 0.84224 |  | 81.22%
315 | 0:52 | 95.2332 | 90 | 3 | 0.5 | 90 | 5 | 20 | 18.4222 | 4.6056 | 4.6056 | 94.6056 | 94.6056 | 5.2332 | 85.66% | 86.07% | 87.24% | 88.55% | 91.46% | 93.7% | 94.53% | 95.06% | 95.01% | 91.01% | 86.02% | 97.08% | 95.76% | 94.1% | 92.88% | 90.91% | 89.88% | 0% | 0% | 0% | 0% | 0% | 0% | 0% | 0% | 0% | 0% | 0% | 0% | 0% | 97.08% | 11 | +110s | 100 | 66.67% | 0.12552 | 0.87448 | 4.6056 | 0.20102 | 0.79898 | 0.79898 |  | 81.22%
316 | 0:52 | 95.173 | 90 | 3 | 0.5 | 90 | 5 | 20 | 18.0422 | 4.5105 | 4.5105 | 94.5105 | 94.5105 | 5.173 | 81.9% | 83.38% | 84.96% | 88.61% | 91.7% | 93.21% | 94.4% | 95.37% | 92.62% | 88.57% | 98.06% | 96.74% | 95.08% | 93.86% | 91.89% | 90.86% | 0% | 0% | 0% | 0% | 0% | 0% | 0% | 0% | 0% | 0% | 0% | 0% | 0% | 0% | 98.06% | 10 | +100s | 90 | 70% | 0.13249 | 0.86751 | 4.5105 | 0.21218 | 0.78782 | 0.78782 |  | 82.28%
317 | 0:53 | 94.7554 | 90 | 3 | 0.5 | 90 | 5 | 20 | 17.6234 | 4.4059 | 4.4059 | 94.4059 | 94.4059 | 4.7554 | 90.38% | 90.85% | 91.59% | 92.58% | 93.71% | 94.72% | 95.91% | 97.81% | 99.33% | 99.05% | 97.73% | 96.07% | 94.85% | 92.89% | 91.85% | 90.23% | 88.83% | 87.63% | 86.42% | 84.88% | 83.58% | 82.02% | 80.69% | 80.05% | 79.73% | 79.84% | 79.52% | 79.45% | 79.06% | 78.99% | 99.33% | 8 | +80s | 70 | 76.67% | 0.069907 | 0.93009 | 4.4059 | 0.11196 | 0.88804 | 0.88804 |  | 88.27%
318 | 0:53 | 95.1647 | 90 | 3 | 0.5 | 90 | 5 | 20 | 17.1669 | 4.2917 | 4.2917 | 94.2917 | 94.2917 | 5.1647 | 89.85% | 90.59% | 91.57% | 92.71% | 93.72% | 94.91% | 96.81% | 98.33% | 99.94% | 98.73% | 97.07% | 95.85% | 93.89% | 92.85% | 91.23% | 89.83% | 88.63% | 87.42% | 85.88% | 84.58% | 83.03% | 81.7% | 81.05% | 80.73% | 80.84% | 80.52% | 80.45% | 80.06% | 79.99% | 79.76% | 99.94% | 8 | +80s | 70 | 76.67% | 0.1746 | 0.8254 | 4.2917 | 0.27963 | 0.72037 | 0.72037 |  | 82.88%
319 | 0:53 | 94.4802 | 90 | 3 | 0.5 | 90 | 5 | 20 | 16.6736 | 4.1684 | 4.1684 | 94.1684 | 94.1684 | 4.4802 | 89.58% | 90.57% | 91.7% | 92.71% | 93.9% | 95.8% | 97.32% | 98.94% | 99.74% | 98.08% | 96.86% | 94.9% | 93.86% | 92.24% | 90.84% | 89.64% | 88.43% | 86.89% | 85.59% | 84.03% | 82.7% | 82.06% | 81.74% | 81.85% | 81.53% | 81.46% | 81.07% | 81% | 80.77% | 80.84% | 99.74% | 8 | +80s | 70 | 76.67% | 0.062362 | 0.93764 | 4.1684 | 0.099874 | 0.90013 | 0.90013 |  | 88.81%
320 | 0:53 | 94.2523 | 90 | 3 | 0.5 | 90 | 5 | 20 | 16.1446 | 4.0362 | 4.0362 | 94.0362 | 94.0362 | 4.2523 | 89.55% | 90.69% | 91.7% | 92.89% | 94.79% | 96.31% | 97.92% | 99.25% | 99.1% | 97.87% | 95.91% | 94.87% | 93.25% | 91.85% | 90.66% | 89.44% | 87.9% | 86.6% | 85.05% | 83.72% | 83.07% | 82.75% | 82.86% | 82.55% | 82.47% | 82.08% | 82.02% | 81.78% | 81.85% | 81.96% | 99.25% | 7 | +70s | 60 | 80% | 0.043228 | 0.95677 | 4.0362 | 0.069231 | 0.93077 | 0.93077 |  | 90.77%
321 | 0:53 | 94.3633 | 90 | 3 | 0.5 | 90 | 5 | 20 | 15.581 | 3.8952 | 3.8952 | 93.8952 | 93.8952 | 4.3633 | 89.67% | 90.68% | 91.87% | 93.77% | 95.29% | 96.91% | 98.23% | 99.89% | 98.89% | 96.93% | 95.89% | 94.27% | 92.87% | 91.67% | 90.46% | 88.92% | 87.62% | 86.06% | 84.73% | 84.09% | 83.77% | 83.88% | 83.56% | 83.49% | 83.1% | 83.03% | 82.8% | 82.87% | 82.98% | 82.96% | 99.89% | 7 | +70s | 60 | 80% | 0.093603 | 0.9064 | 3.8952 | 0.14991 | 0.85009 | 0.85009 |  | 88.3%
322 | 0:53 | 94.4424 | 90 | 3 | 0.5 | 90 | 5 | 20 | 14.984 | 3.746 | 3.746 | 93.746 | 93.746 | 4.4424 | 89.67% | 90.85% | 92.75% | 94.27% | 95.89% | 97.21% | 98.87% | 99.91% | 97.94% | 96.91% | 95.29% | 93.88% | 92.69% | 91.47% | 89.94% | 88.64% | 87.08% | 85.75% | 85.1% | 84.79% | 84.9% | 84.58% | 84.51% | 84.12% | 84.05% | 83.81% | 83.89% | 84% | 83.97% | 83.76% | 99.91% | 7 | +70s | 60 | 80% | 0.13928 | 0.86072 | 3.746 | 0.22306 | 0.77694 | 0.77694 |  | 85.87%
323 | 0:54 | 94.0017 | 90 | 3 | 0.5 | 90 | 5 | 20 | 14.3549 | 3.5887 | 3.5887 | 93.5887 | 93.5887 | 4.0017 | 89.84% | 91.74% | 93.26% | 94.87% | 96.19% | 97.85% | 99.08% | 98.96% | 97.92% | 96.3% | 94.9% | 93.71% | 92.49% | 90.95% | 89.65% | 88.1% | 86.77% | 86.12% | 85.8% | 85.91% | 85.6% | 85.53% | 85.13% | 85.07% | 84.83% | 84.9% | 85.01% | 84.99% | 84.77% | 84.88% | 99.08% | 6 | +60s | 50 | 83.33% | 0.082598 | 0.9174 | 3.5887 | 0.13228 | 0.86772 | 0.86772 |  | 89.73%
324 | 0:54 | 93.4757 | 90 | 3 | 0.5 | 90 | 5 | 20 | 13.695 | 3.4237 | 3.4237 | 93.4237 | 93.4237 | 3.4757 | 90.72% | 92.24% | 93.86% | 95.18% | 96.84% | 98.06% | 99.97% | 98.93% | 97.32% | 95.91% | 94.72% | 93.5% | 91.96% | 90.67% | 89.11% | 87.78% | 87.13% | 86.82% | 86.93% | 86.61% | 86.54% | 86.14% | 86.08% | 85.84% | 85.92% | 86.03% | 86% | 85.78% | 85.89% | 86.19% | 99.97% | 6 | +60s | 50 | 83.33% | 0.010394 | 0.98961 | 3.4237 | 0.016646 | 0.98335 | 0.98335 |  | 93.88%
325 | 0:54 | 93.896 | 90 | 3 | 0.5 | 90 | 5 | 20 | 13.0058 | 3.2514 | 3.2514 | 93.2514 | 93.2514 | 3.896 | 91.24% | 92.85% | 94.18% | 95.83% | 97.06% | 99.02% | 99.94% | 98.32% | 96.92% | 95.73% | 94.51% | 92.97% | 91.67% | 90.12% | 88.79% | 88.14% | 87.82% | 87.93% | 87.62% | 87.54% | 87.15% | 87.09% | 86.85% | 86.92% | 87.03% | 87.01% | 86.79% | 86.9% | 87.2% | 86.84% | 99.94% | 6 | +60s | 50 | 83.33% | 0.12892 | 0.87108 | 3.2514 | 0.20647 | 0.79353 | 0.79353 |  | 87.54%
326 | 0:54 | 93.1255 | 90 | 3 | 0.5 | 90 | 5 | 20 | 12.2887 | 3.0722 | 3.0722 | 93.0722 | 93.0722 | 3.1255 | 91.85% | 93.18% | 94.84% | 96.06% | 98.02% | 99.06% | 99.32% | 97.92% | 96.73% | 95.51% | 93.97% | 92.67% | 91.12% | 89.79% | 89.14% | 88.82% | 88.93% | 88.61% | 88.54% | 88.15% | 88.09% | 87.85% | 87.92% | 88.03% | 88.01% | 87.79% | 87.9% | 88.19% | 87.84% | 87.83% | 99.32% | 6 | +60s | 50 | 83.33% | 0.010666 | 0.98933 | 3.0722 | 0.017081 | 0.98292 | 0.98292 |  | 93.65%
327 | 0:54 | 93.6522 | 90 | 3 | 0.5 | 90 | 5 | 20 | 11.5452 | 2.8863 | 2.8863 | 92.8863 | 92.8863 | 3.6522 | 92.19% | 93.85% | 95.07% | 97.03% | 98.07% | 89.01% | 92.57% | 93.77% | 93.47% | 93.63% | 92.38% | 91.08% | 89.54% | 86.91% | 84.78% | 83.52% | 82.02% | 80.86% | 81.07% | 80.89% | 81.83% | 80.05% | 81.37% | 80.47% | 79.98% | 79.44% | 79.57% | 80.89% | 78.84% | 80.53% | 98.07% | 4 | +40s | 30 | 90% | 0.15317 | 0.84683 | 2.8863 | 0.2453 | 0.7547 | 0.7547 |  | 87.85%
328 | 0:54 | 93.4241 | 90 | 3 | 0.5 | 90 | 5 | 20 | 10.7771 | 2.6943 | 2.6943 | 92.6943 | 92.6943 | 3.4241 | 92.87% | 94.09% | 96.06% | 97.09% | 86.75% | 91.18% | 93.24% | 93.96% | 94.69% | 94.16% | 93.51% | 92.43% | 90.26% | 88.44% | 87.32% | 86.03% | 85.01% | 85.19% | 85.03% | 85.85% | 84.27% | 85.45% | 84.65% | 84.22% | 83.74% | 83.85% | 85% | 83.18% | 84.65% | 84.57% | 97.09% | 3 | +30s | 20 | 93.33% | 0.14596 | 0.85404 | 2.6943 | 0.23376 | 0.76624 | 0.76624 |  | 89.02%
329 | 0:55 | 93.2777 | 90 | 3 | 0.5 | 90 | 5 | 20 | 9.9858 | 2.4964 | 2.4964 | 92.4964 | 92.4964 | 3.2777 | 93.13% | 95.09% | 96.13% | 84.52% | 89.64% | 92.39% | 93.92% | 95.13% | 95.19% | 95.06% | 94.36% | 92.57% | 91% | 90.01% | 88.89% | 87.99% | 88.15% | 88% | 88.72% | 87.31% | 88.37% | 87.66% | 87.28% | 86.85% | 86.95% | 87.94% | 86.33% | 87.62% | 87.55% | 88.64% | 96.13% | 2 | +20s | 10 | 96.67% | 0.15625 | 0.84375 | 2.4964 | 0.25024 | 0.74976 | 0.74976 |  | 89.26%
330 | 0:55 | 92.5919 | 90 | 3 | 0.5 | 90 | 5 | 20 | 9.1731 | 2.2933 | 2.2933 | 92.2933 | 92.2933 | 2.5919 | 94.15% | 95.19% | 82.43% | 88.09% | 91.4% | 93.61% | 95.2% | 95.74% | 96.05% | 95.67% | 94.2% | 92.84% | 91.95% | 90.98% | 90.18% | 90.32% | 90.19% | 90.82% | 89.56% | 90.51% | 89.88% | 89.54% | 89.15% | 89.24% | 90.11% | 88.66% | 89.8% | 89.75% | 90.71% | 90.27% | 96.05% | 8 | +80s | 70 | 76.67% | 0.059721 | 0.94028 | 2.2933 | 0.095644 | 0.90436 | 0.90436 |  | 87.72%
331 | 0:55 | 93.0377 | 90 | 3 | 0.5 | 90 | 5 | 20 | 8.3408 | 2.0852 | 2.0852 | 92.0852 | 92.0852 | 3.0377 | 94.26% | 80.49% | 86.61% | 90.38% | 93.15% | 95.05% | 96% | 96.67% | 96.56% | 95.36% | 94.19% | 93.39% | 92.54% | 91.82% | 91.94% | 91.83% | 92.39% | 91.24% | 92.11% | 91.54% | 91.24% | 90.89% | 90.98% | 91.73% | 90.43% | 91.43% | 91.39% | 92.26% | 91.85% | 91.51% | 96.67% | 7 | +70s | 60 | 80% | 0.19049 | 0.80951 | 2.0852 | 0.30508 | 0.69492 | 0.69492 |  | 82.05%
332 | 0:55 | 92.3897 | 90 | 3 | 0.5 | 90 | 5 | 20 | 7.4906 | 1.8726 | 1.8726 | 91.8726 | 91.8726 | 2.3897 | 78.73% | 85.22% | 89.38% | 92.61% | 94.78% | 96.08% | 97.06% | 97.17% | 96.21% | 95.19% | 94.46% | 93.73% | 93.08% | 93.19% | 93.08% | 93.58% | 92.54% | 93.33% | 92.82% | 92.55% | 92.23% | 92.31% | 92.97% | 91.79% | 92.69% | 92.65% | 93.43% | 93.05% | 92.74% | 92.59% | 97.17% | 7 | +70s | 60 | 80% | 0.10342 | 0.89658 | 1.8726 | 0.16563 | 0.83437 | 0.83437 |  | 86.87%
333 | 0:55 | 92.2245 | 90 | 3 | 0.5 | 90 | 5 | 20 | 6.6243 | 1.6561 | 1.6561 | 91.6561 | 91.6561 | 2.2245 | 83.92% | 88.41% | 92.05% | 94.44% | 96.03% | 97.28% | 97.58% | 96.83% | 95.94% | 95.29% | 94.64% | 94.06% | 94.15% | 94.06% | 94.5% | 93.56% | 94.28% | 93.82% | 93.58% | 93.28% | 93.35% | 93.93% | 92.86% | 93.66% | 93.64% | 94.34% | 93.99% | 93.7% | 93.57% | 93.47% | 97.58% | 6 | +60s | 50 | 83.33% | 0.11369 | 0.88631 | 1.6561 | 0.18208 | 0.81792 | 0.81792 |  | 87.57%
334 | 0:55 | 92.3448 | 90 | 3 | 0.5 | 90 | 5 | 20 | 5.7439 | 1.436 | 1.436 | 91.436 | 91.436 | 2.3448 | 87.49% | 91.47% | 94.07% | 95.91% | 97.39% | 97.86% | 97.28% | 96.52% | 95.92% | 95.36% | 94.84% | 94.92% | 94.83% | 95.23% | 94.36% | 95.02% | 94.61% | 94.39% | 94.12% | 94.19% | 94.69% | 93.72% | 94.43% | 94.41% | 95.05% | 94.73% | 94.45% | 94.34% | 94.24% | 93.71% | 97.86% | 5 | +50s | 40 | 86.67% | 0.18177 | 0.81823 | 1.436 | 0.2911 | 0.7089 | 0.7089 |  | 85.14%
335 | 0:56 | 92.344 | 90 | 3 | 0.5 | 90 | 5 | 20 | 4.8511 | 1.2128 | 1.2128 | 91.2128 | 91.2128 | 2.344 | 90.91% | 93.68% | 95.75% | 97.42% | 98.05% | 97.62% | 96.97% | 96.42% | 95.93% | 95.46% | 95.53% | 95.45% | 95.81% | 95.01% | 95.62% | 95.24% | 95.05% | 94.8% | 94.86% | 95.3% | 94.41% | 95.05% | 95.04% | 95.61% | 95.31% | 95.06% | 94.96% | 94.87% | 94.38% | 94.37% | 98.05% | 4 | +40s | 30 | 90% | 0.22624 | 0.77376 | 1.2128 | 0.36233 | 0.63767 | 0.63767 |  | 83.94%
336 | 0:56 | 91.3659 | 90 | 3 | 0.5 | 90 | 5 | 20 | 3.948 | 0.987 | 0.987 | 90.987 | 90.987 | 1.3659 | 93.28% | 95.55% | 97.4% | 98.16% | 97.88% | 97.31% | 96.81% | 96.39% | 95.97% | 96.02% | 95.96% | 96.27% | 95.54% | 96.1% | 95.76% | 95.59% | 95.36% | 95.41% | 95.79% | 94.98% | 95.55% | 95.55% | 96.07% | 95.79% | 95.55% | 95.46% | 95.38% | 94.92% | 94.92% | 95.12% | 98.16% | 3 | +30s | 20 | 93.33% | 0.075786 | 0.92421 | 0.987 | 0.12137 | 0.87863 | 0.87863 |  | 93.12%
337 | 0:56 | 91.6047 | 90 | 3 | 0.5 | 90 | 5 | 20 | 3.0364 | 0.75909 | 0.75909 | 90.7591 | 90.7591 | 1.6047 | 95.33% | 97.34% | 98.22% | 98.06% | 97.59% | 97.13% | 96.77% | 96.38% | 96.43% | 96.37% | 96.65% | 95.98% | 96.5% | 96.18% | 96.03% | 95.82% | 95.87% | 96.2% | 95.46% | 95.97% | 95.96% | 96.43% | 96.17% | 95.95% | 95.87% | 95.79% | 95.37% | 95.37% | 95.56% | 96.37% | 98.22% | 2 | +20s | 10 | 96.67% | 0.16911 | 0.83089 | 0.75909 | 0.27084 | 0.72916 | 0.72916 |  | 89.27%
338 | 0:56 | 91.0627 | 90 | 3 | 0.5 | 90 | 5 | 20 | 2.1182 | 0.52956 | 0.52956 | 90.5296 | 90.5296 | 1.0627 | 97.26% | 98.24% | 98.2% | 97.8% | 97.38% | 97.07% | 96.72% | 96.76% | 96.71% | 96.96% | 96.34% | 96.82% | 96.53% | 96.4% | 96.2% | 96.25% | 96.53% | 95.85% | 96.31% | 96.31% | 96.74% | 96.49% | 96.28% | 96.22% | 96.14% | 95.75% | 95.74% | 95.92% | 96.67% | 96.07% | 98.24% | 1 | +10s | 0 | 100% | 0.10663 | 0.89337 | 0.52956 | 0.17078 | 0.82922 | 0.82922 |  | 93.72%
339 | 0:56 | 90.855 | 90 | 3 | 0.5 | 90 | 5 | 20 | 1.1956 | 0.2989 | 0.2989 | 90.2989 | 90.2989 | 0.855 | 98.23% | 98.29% | 97.97% | 97.58% | 97.32% | 97.01% | 97.04% | 97% | 97.21% | 96.65% | 97.09% | 96.83% | 96.71% | 96.52% | 96.57% | 96.81% | 96.19% | 96.59% | 96.6% | 96.98% | 96.75% | 96.55% | 96.5% | 96.42% | 96.06% | 96.06% | 96.22% | 96.9% | 96.37% | 96.39% | 98.29% | 1 | +10s | 0 | 100% | 0.11122 | 0.88878 | 0.2989 | 0.17812 | 0.82188 | 0.82188 |  | 93.49%
340 | 0:56 | 91.3079 | 90 | 3 | 0.5 | 90 | 5 | 20 | 0.27037 | 0.067592 | 0.067592 | 90.0676 | 90.0676 | 1.3079 | 98.36% | 98.1% | 97.75% | 97.53% | 97.25% | 97.28% | 97.23% | 97.43% | 96.9% | 97.31% | 97.08% | 96.97% | 96.8% | 96.84% | 97.04% | 96.48% | 96.83% | 96.84% | 97.19% | 96.97% | 96.78% | 96.74% | 96.67% | 96.33% | 96.32% | 96.47% | 97.1% | 96.61% | 96.64% | 96.67% | 98.36% | 0 | No Time Shift | 0 | 100% | 0.24806 | 0.75194 | 0.067592 | 0.39727 | 0.60273 | 0.60273 |  | 86.21%
341 | 0:57 | 91.225 | 90 | 3 | 0.5 | 90 | 5 | 20 | -0.65543 | -0.16386 | -0.16386 | 89.8361 | 89.8361 | 1.225 | 98.2% | 97.88% | 97.71% | 97.45% | 97.47% | 97.44% | 97.6% | 97.12% | 97.5% | 97.29% | 97.19% | 97.04% | 97.07% | 97.24% | 96.72% | 97.03% | 97.04% | 97.36% | 97.16% | 96.98% | 96.94% | 96.87% | 96.56% | 96.55% | 96.69% | 97.26% | 96.82% | 96.85% | 96.88% | 96.21% | 98.2% | 0 | No Time Shift | 0 | 100% | 0.27778 | 0.72222 | 0.16386 | 0.44487 | 0.55513 | 0.55513 |  | 84.57%
342 | 0:57 | 91.2194 | 90 | 3 | 0.5 | 90 | 5 | 20 | -1.5798 | -0.39496 | -0.39496 | 89.605 | 89.605 | 1.2194 | 97.98% | 97.85% | 97.62% | 97.64% | 97.61% | 97.75% | 97.31% | 97.66% | 97.47% | 97.39% | 97.24% | 97.27% | 97.4% | 96.93% | 97.2% | 97.22% | 97.5% | 97.31% | 97.14% | 97.11% | 97.04% | 96.75% | 96.75% | 96.87% | 97.4% | 97% | 97.02% | 97.05% | 96.44% | 96.58% | 97.98% | 0 | No Time Shift | 0 | 100% | 0.32288 | 0.67712 | 0.39496 | 0.51709 | 0.48291 | 0.48291 |  | 82.09%
343 | 0:57 | 90.792 | 90 | 3 | 0.5 | 90 | 5 | 20 | -2.5008 | -0.62521 | -0.62521 | 89.3748 | 89.3748 | 0.79198 | 97.97% | 97.77% | 97.78% | 97.75% | 97.87% | 97.47% | 97.79% | 97.62% | 97.55% | 97.41% | 97.44% | 97.54% | 97.12% | 97.35% | 97.36% | 97.62% | 97.44% | 97.28% | 97.26% | 97.19% | 96.92% | 96.92% | 97.03% | 97.51% | 97.16% | 97.17% | 97.2% | 96.65% | 96.77% | 96.88% | 97.97% | 0 | No Time Shift | 0 | 100% | 0.28344 | 0.71656 | 0.62521 | 0.45393 | 0.54607 | 0.54607 |  | 84.19%
344 | 0:57 | 90.7318 | 90 | 3 | 0.5 | 90 | 5 | 20 | -3.4165 | -0.85412 | -0.85412 | 89.1459 | 89.1459 | 0.7318 | 97.89% | 97.9% | 97.87% | 97.97% | 97.61% | 97.9% | 97.75% | 97.69% | 97.56% | 97.59% | 97.66% | 97.28% | 97.47% | 97.49% | 97.71% | 97.55% | 97.39% | 97.38% | 97.32% | 97.07% | 97.06% | 97.17% | 97.6% | 97.29% | 97.3% | 97.32% | 96.83% | 96.93% | 97.03% | 97.06% | 97.97% | 3 | +30s | 20 | 93.33% | 0.31718 | 0.68282 | 0.85412 | 0.50798 | 0.49202 | 0.49202 |  | 80.17%
345 | 0:57 | 90.0201 | 90 | 3 | 0.5 | 90 | 5 | 20 | -4.3248 | -1.0812 | -1.0812 | 88.9188 | 88.9188 | 0.020143 | 98% | 97.98% | 98.06% | 97.72% | 98% | 97.86% | 97.81% | 97.7% | 97.72% | 97.76% | 97.42% | 97.57% | 97.6% | 97.79% | 97.64% | 97.49% | 97.49% | 97.43% | 97.2% | 97.19% | 97.29% | 97.67% | 97.4% | 97.41% | 97.43% | 96.99% | 97.07% | 97.16% | 97.19% | 97.06% | 98.06% | 2 | +20s | 10 | 96.67% | 0.22027 | 0.77973 | 1.0812 | 0.35277 | 0.64723 | 0.64723 |  | 86.48%
346 | 0:57 | 90.1669 | 90 | 3 | 0.5 | 90 | 5 | 20 | -5.2239 | -1.306 | -1.306 | 88.694 | 88.694 | 0.16687 | 98.07% | 98.13% | 97.83% | 98.08% | 97.96% | 97.92% | 97.81% | 97.83% | 97.84% | 97.54% | 97.66% | 97.69% | 97.86% | 97.71% | 97.57% | 97.57% | 97.52% | 97.3% | 97.3% | 97.39% | 97.73% | 97.49% | 97.51% | 97.52% | 97.13% | 97.19% | 97.27% | 97.3% | 97.18% | 97.41% | 98.13% | 1 | +10s | 0 | 100% | 0.29457 | 0.70543 | 1.306 | 0.47176 | 0.52824 | 0.52824 |  | 83.65%
347 | 0:58 | 89.6089 | 90 | 3 | 0.5 | 90 | 5 | 20 | -6.1117 | -1.5279 | -1.5279 | 88.4721 | 88.4721 | -0.39107 | 98.18% | 97.91% | 98.14% | 98.04% | 98.01% | 97.91% | 97.93% | 97.91% | 97.64% | 97.74% | 97.76% | 97.91% | 97.77% | 97.64% | 97.65% | 97.59% | 97.4% | 97.39% | 97.47% | 97.78% | 97.58% | 97.59% | 97.59% | 97.25% | 97.3% | 97.37% | 97.39% | 97.28% | 97.48% | 97.26% | 98.18% | 0 | No Time Shift | 0 | 100% | 0.22737 | 0.77263 | 1.5279 | 0.36414 | 0.63586 | 0.63586 |  | 87.26%
348 | 0:58 | 90.1977 | 90 | 3 | 0.5 | 90 | 5 | 20 | -6.9865 | -1.7466 | -1.7466 | 88.2534 | 88.2534 | 0.19767 | 97.99% | 98.19% | 98.1% | 98.08% | 97.99% | 98.02% | 97.97% | 97.74% | 97.8% | 97.83% | 97.95% | 97.82% | 97.7% | 97.71% | 97.66% | 97.48% | 97.47% | 97.54% | 97.81% | 97.64% | 97.65% | 97.66% | 97.36% | 97.4% | 97.45% | 97.47% | 97.37% | 97.54% | 97.34% | 97.38% | 98.19% | 1 | +10s | 0 | 100% | 0.38886 | 0.61114 | 1.7466 | 0.62276 | 0.37724 | 0.37724 |  | 78.64%
349 | 0:58 | 89.5138 | 90 | 3 | 0.5 | 90 | 5 | 20 | -7.8463 | -1.9616 | -1.9616 | 88.0384 | 88.0384 | -0.48618 | 98.23% | 98.16% | 98.15% | 98.07% | 98.09% | 98.02% | 97.82% | 97.85% | 97.88% | 97.98% | 97.86% | 97.75% | 97.76% | 97.71% | 97.55% | 97.54% | 97.61% | 97.84% | 97.7% | 97.71% | 97.71% | 97.46% | 97.48% | 97.53% | 97.54% | 97.44% | 97.59% | 97.42% | 97.44% | 97.26% | 98.23% | 0 | No Time Shift | 0 | 100% | 0.29508 | 0.70492 | 1.9616 | 0.47257 | 0.52743 | 0.52743 |  | 83.66%
350 | 0:58 | 89.6494 | 90 | 3 | 0.5 | 90 | 5 | 20 | -8.6893 | -2.1723 | -2.1723 | 87.8277 | 87.8277 | -0.35056 | 98.21% | 98.21% | 98.13% | 98.15% | 98.06% | 97.89% | 97.89% | 97.92% | 98% | 97.89% | 97.78% | 97.8% | 97.75% | 97.61% | 97.6% | 97.66% | 97.85% | 97.75% | 97.76% | 97.75% | 97.55% | 97.55% | 97.59% | 97.6% | 97.51% | 97.63% | 97.48% | 97.48% | 97.34% | 97.52% | 98.21% | 0 | No Time Shift | 0 | 100% | 0.36435 | 0.63565 | 2.1723 | 0.58352 | 0.41648 | 0.41648 |  | 79.95%
351 | 0:58 | 89.2469 | 90 | 3 | 0.5 | 90 | 5 | 20 | -9.5137 | -2.3784 | -2.3784 | 87.6216 | 87.6216 | -0.75306 | 98.25% | 98.19% | 98.2% | 98.08% | 97.95% | 97.92% | 97.96% | 98.01% | 97.91% | 97.81% | 97.84% | 97.79% | 97.66% | 97.65% | 97.7% | 97.86% | 97.79% | 97.79% | 97.79% | 97.62% | 97.61% | 97.64% | 97.65% | 97.56% | 97.66% | 97.53% | 97.51% | 97.4% | 97.56% | 97.53% | 98.25% | 0 | No Time Shift | 0 | 100% | 0.32507 | 0.67493 | 2.3784 | 0.52061 | 0.47939 | 0.47939 |  | 82.06%
352 | 0:58 | 89.331 | 90 | 3 | 0.5 | 90 | 5 | 20 | -10.3176 | -2.5794 | -2.5794 | 87.4206 | 87.4206 | -0.66896 | 98.23% | 98.24% | 98.1% | 98% | 97.95% | 97.98% | 98.02% | 97.92% | 97.83% | 97.86% | 97.81% | 97.7% | 97.69% | 97.73% | 97.86% | 97.82% | 97.82% | 97.81% | 97.69% | 97.67% | 97.69% | 97.7% | 97.61% | 97.68% | 97.58% | 97.54% | 97.45% | 97.59% | 97.55% | 97.54% | 98.24% | 1 | +10s | 0 | 100% | 0.38209 | 0.61791 | 2.5794 | 0.61192 | 0.38808 | 0.38808 |  | 79.02%
353 | 0:59 | 89.2302 | 90 | 3 | 0.5 | 90 | 5 | 20 | -11.0995 | -2.7749 | -2.7749 | 87.2251 | 87.2251 | -0.76976 | 98.28% | 98.11% | 98.04% | 97.96% | 98% | 98.01% | 97.93% | 97.84% | 97.88% | 97.83% | 97.73% | 97.73% | 97.76% | 97.85% | 97.84% | 97.84% | 97.83% | 97.75% | 97.71% | 97.72% | 97.73% | 97.65% | 97.7% | 97.61% | 97.55% | 97.5% | 97.62% | 97.56% | 97.55% | 97.57% | 98.28% | 0 | No Time Shift | 0 | 100% | 0.40102 | 0.59898 | 2.7749 | 0.64225 | 0.35775 | 0.35775 |  | 78.02%
354 | 0:59 | 88.2787 | 90 | 3 | 0.5 | 90 | 5 | 20 | -11.8576 | -2.9644 | -2.9644 | 87.0356 | 87.0356 | -1.7213 | 98.12% | 98.08% | 97.97% | 98.01% | 98% | 97.92% | 97.84% | 97.88% | 97.84% | 97.76% | 97.75% | 97.78% | 97.83% | 97.85% | 97.85% | 97.84% | 97.8% | 97.75% | 97.75% | 97.76% | 97.68% | 97.7% | 97.64% | 97.56% | 97.54% | 97.64% | 97.57% | 97.56% | 97.57% | 97.14% | 98.12% | 0 | No Time Shift | 0 | 100% | 0.24862 | 0.75138 | 2.9644 | 0.39816 | 0.60184 | 0.60184 |  | 86.1%
355 | 0:59 | 89.0242 | 90 | 3 | 0.5 | 90 | 5 | 20 | -12.5902 | -3.1476 | -3.1476 | 86.8524 | 86.8524 | -0.97583 | 98.11% | 97.97% | 98.01% | 97.98% | 97.91% | 97.84% | 97.89% | 97.84% | 97.78% | 97.77% | 97.79% | 97.81% | 97.86% | 97.86% | 97.84% | 97.84% | 97.78% | 97.77% | 97.77% | 97.7% | 97.7% | 97.66% | 97.57% | 97.57% | 97.65% | 97.57% | 97.56% | 97.56% | 97.16% | 96.86% | 98.11% | 0 | No Time Shift | 0 | 100% | 0.43435 | 0.56565 | 3.1476 | 0.69561 | 0.30439 | 0.30439 |  | 76.18%
356 | 0:59 | 87.9673 | 90 | 3 | 0.5 | 90 | 5 | 20 | -13.2959 | -3.324 | -3.324 | 86.676 | 86.676 | -2.0327 | 97.96% | 98.01% | 97.95% | 97.89% | 97.82% | 97.88% | 97.84% | 97.79% | 97.78% | 97.79% | 97.78% | 97.86% | 97.86% | 97.84% | 97.88% | 97.8% | 97.79% | 97.78% | 97.72% | 97.69% | 97.68% | 97.56% | 97.59% | 97.66% | 97.56% | 97.55% | 97.55% | 97.16% | 96.88% | 96.09% | 98.01% | 1 | +10s | 0 | 100% | 0.25827 | 0.74173 | 3.324 | 0.41362 | 0.58638 | 0.58638 |  | 85.55%
357 | 0:59 | 87.8091 | 90 | 3 | 0.5 | 90 | 5 | 20 | -13.9731 | -3.4933 | -3.4933 | 86.5067 | 86.5067 | -2.1909 | 98% | 97.92% | 97.87% | 97.8% | 97.86% | 97.83% | 97.79% | 97.78% | 97.78% | 97.74% | 97.85% | 97.85% | 97.83% | 97.91% | 97.82% | 97.79% | 97.79% | 97.73% | 97.67% | 97.68% | 97.55% | 97.6% | 97.65% | 97.55% | 97.53% | 97.53% | 97.16% | 96.89% | 96.16% | 95.68% | 98% | 0 | No Time Shift | 0 | 100% | 0.26047 | 0.73953 | 3.4933 | 0.41715 | 0.58285 | 0.58285 |  | 85.43%
358 | 0:59 | 87.6312 | 90 | 3 | 0.5 | 90 | 5 | 20 | -14.6204 | -3.6551 | -3.6551 | 86.3449 | 86.3449 | -2.3688 | 97.88% | 97.83% | 97.78% | 97.84% | 97.81% | 97.78% | 97.78% | 97.77% | 97.69% | 97.83% | 97.83% | 97.81% | 97.93% | 97.82% | 97.79% | 97.78% | 97.73% | 97.65% | 97.68% | 97.53% | 97.61% | 97.64% | 97.52% | 97.51% | 97.5% | 97.16% | 96.89% | 96.22% | 95.75% | 93.62% | 97.93% | 12 | +120s | 110 | 63.33% | 0.25725 | 0.74275 | 3.6551 | 0.41199 | 0.58801 | 0.58801 |  | 73.35%
359 | 1:00 | 88.2197 | 90 | 3 | 0.5 | 90 | 5 | 20 | -15.2363 | -3.8091 | -3.8091 | 86.1909 | 86.1909 | -1.7803 | 97.79% | 97.74% | 97.81% | 97.78% | 97.77% | 97.76% | 97.75% | 97.64% | 97.81% | 97.8% | 97.78% | 97.94% | 97.82% | 97.78% | 97.77% | 97.72% | 97.62% | 97.67% | 97.5% | 97.61% | 97.62% | 97.49% | 97.48% | 97.46% | 97.14% | 96.89% | 96.28% | 95.82% | 93.77% | 90% | 97.94% | 11 | +110s | 100 | 66.67% | 0.40575 | 0.59425 | 3.8091 | 0.64982 | 0.35018 | 0.35018 |  | 66.54%
360 | 1:00 | 88.1324 | 90 | 3 | 0.5 | 90 | 5 | 20 | -15.8196 | -3.9549 | -3.9549 | 86.0451 | 86.0451 | -1.8676 | 97.7% | 97.78% | 97.74% | 97.75% | 97.74% | 97.72% | 97.58% | 97.77% | 97.77% | 97.74% | 97.94% | 97.81% | 97.77% | 97.75% | 97.71% | 97.58% | 97.66% | 97.46% | 97.6% | 97.6% | 97.45% | 97.44% | 97.42% | 97.12% | 96.87% | 96.33% | 95.88% | 93.91% | 90.25% | 85.29% | 97.94% | 10 | +100s | 90 | 70% | 0.41746 | 0.58254 | 3.9549 | 0.66857 | 0.33143 | 0.33143 |  | 67.03%
361 | 1:00 | 87.429 | 90 | 3 | 0.5 | 90 | 5 | 20 | -16.3689 | -4.0922 | -4.0922 | 85.9078 | 85.9078 | -2.571 | 97.73% | 97.7% | 97.72% | 97.71% | 97.69% | 97.5% | 97.73% | 97.73% | 97.7% | 97.94% | 97.8% | 97.74% | 97.72% | 97.69% | 97.53% | 97.63% | 97.42% | 97.59% | 97.56% | 97.4% | 97.39% | 97.37% | 97.08% | 96.85% | 96.37% | 95.93% | 94.05% | 90.5% | 85.66% | 81.53% | 97.94% | 9 | +90s | 80 | 73.33% | 0.30425 | 0.69575 | 4.0922 | 0.48726 | 0.51274 | 0.51274 |  | 74.18%
362 | 1:00 | 87.8298 | 90 | 3 | 0.5 | 90 | 5 | 20 | -16.8832 | -4.2208 | -4.2208 | 85.7792 | 85.7792 | -2.1702 | 97.64% | 97.68% | 97.68% | 97.64% | 97.42% | 97.68% | 97.67% | 97.64% | 97.93% | 97.77% | 97.7% | 97.68% | 97.65% | 97.47% | 97.6% | 97.36% | 97.56% | 97.51% | 97.34% | 97.33% | 97.3% | 97.04% | 96.82% | 96.4% | 95.98% | 94.19% | 90.75% | 86.02% | 81.96% | 73.98%
363 | 1:00 | 87.5934 | 90 | 3 | 0.5 | 90 | 5 | 20 | -17.3613 | -4.3403 | -4.3403 | 85.6597 | 85.6597 | -2.4066 | 97.63% | 97.63% | 97.58% | 97.33% | 97.62% | 97.61% | 97.57% | 97.91% | 97.74% | 97.66% | 97.64% | 97.61% | 97.4% | 97.55% | 97.3% | 97.53% | 97.46% | 97.27% | 97.26% | 97.23% | 96.99% | 96.78% | 96.43% | 96.02% | 94.32% | 90.99% | 86.4% | 82.39% | 74.51% | 71.17%
364 | 1:00 | 87.0697 | 90 | 3 | 0.5 | 90 | 5 | 20 | -17.8023 | -4.4506 | -4.4506 | 85.5494 | 85.5494 | -2.9303 | 97.57% | 97.52% | 97.22% | 97.55% | 97.54% | 97.5% | 97.88% | 97.69% | 97.6% | 97.58% | 97.56% | 97.32% | 97.49% | 97.22% | 97.48% | 97.39% | 97.19% | 97.18% | 97.14% | 96.93% | 96.73% | 96.45% | 96.05% | 94.44% | 91.24% | 86.77% | 82.83% | 75.05% | 71.74% | 67.08%
365 | 1:01 | 87.0187 | 90 | 3 | 0.5 | 90 | 5 | 20 | -18.205 | -4.5513 | -4.5513 | 85.4487 | 85.4487 | -2.9813 | 97.43% | 97.1% | 97.46% | 97.45% | 97.41% | 97.84% | 97.63% | 97.54% | 97.51% | 97.49% | 97.22% | 97.43% | 97.13% | 97.42% | 97.31% | 97.1% | 97.08% | 97.04% | 96.85% | 96.67% | 96.46% | 96.07% | 94.56% | 91.48% | 87.15% | 83.28% | 75.61% | 72.31% | 67.66% | 62.13%
366 | 1:01 | 86.3994 | 90 | 3 | 0.5 | 90 | 5 | 20 | -18.5688 | -4.6422 | -4.6422 | 85.3578 | 85.3578 | -3.6006 | 96.96% | 97.36% | 97.35% | 97.3% | 97.78% | 97.56% | 97.45% | 97.42% | 97.41% | 97.11% | 97.34% | 97.02% | 97.35% | 97.22% | 96.99% | 96.97% | 96.93% | 96.76% | 96.59% | 96.45% | 96.08% | 94.68% | 91.72% | 87.54% | 83.75% | 76.18% | 72.9% | 68.25% | 62.72% | 57%
367 | 1:01 | 86.9631 | 90 | 3 | 0.5 | 90 | 5 | 20 | -18.8927 | -4.7232 | -4.7232 | 85.2768 | 85.2768 | -3.0369 | 97.24% | 97.23% | 97.18% | 97.71% | 97.47% | 97.35% | 97.32% | 97.32% | 96.98% | 97.24% | 96.9% | 97.26% | 97.11% | 96.86% | 96.85% | 96.79% | 96.65% | 96.5% | 96.44% | 96.08% | 94.78% | 91.97% | 87.93% | 84.22% | 76.77% | 73.52% | 68.86% | 63.33% | 57.61% | 85.85%
368 | 1:01 | 86.4298 | 90 | 3 | 0.5 | 90 | 5 | 20 | -19.1762 | -4.794 | -4.794 | 85.206 | 85.206 | -3.5702 | 97.09% | 97.03% | 97.62% | 97.36% | 97.23% | 97.19% | 97.2% | 96.83% | 97.13% | 96.76% | 97.16% | 96.98% | 96.71% | 96.7% | 96.64% | 96.53% | 96.39% | 96.41% | 96.06% | 94.88% | 92.21% | 88.34% | 84.71% | 77.38% | 74.15% | 69.5% | 63.96% | 58.24% | 86.39% | 85.94%
369 | 1:01 | 85.7557 | 90 | 3 | 0.5 | 90 | 5 | 20 | -19.4185 | -4.8546 | -4.8546 | 85.1454 | 85.1454 | -4.2443 | 96.86% | 97.51% | 97.24% | 97.09% | 97.05% | 97.06% | 96.66% | 96.99% | 96.59% | 97.03% | 96.82% | 96.54% | 96.53% | 96.46% | 96.38% | 96.25% | 96.36% | 96.03% | 94.98% | 92.46% | 88.75% | 85.21% | 78.02% | 74.81% | 70.16% | 64.62% | 58.9% | 86.98% | 86.52% | 85.29%
370 | 1:01 | 86.5574 | 90 | 3 | 0.5 | 90 | 5 | 20 | -19.6193 | -4.9048 | -4.9048 | 85.0952 | 85.0952 | -3.4426 | 97.38% | 97.08% | 96.93% | 96.88% | 96.9% | 96.46% | 96.82% | 96.39% | 96.88% | 96.64% | 96.34% | 96.33% | 96.25% | 96.2% | 96.09% | 96.3% | 95.98% | 95.06% | 92.7% | 89.18% | 85.73% | 78.68% | 75.5% | 70.85% | 65.3% | 59.59% | 87.6% | 87.14% | 85.91% | 84.92%
371 | 1:02 | 85.6219 | 90 | 3 | 0.5 | 90 | 5 | 20 | -19.778 | -4.9445 | -4.9445 | 85.0555 | 85.0555 | -4.3781 | 96.9% | 96.73% | 96.67% | 96.71% | 96.22% | 96.62% | 96.16% | 96.69% | 96.42% | 96.1% | 96.09% | 96.01% | 95.99% | 95.9% | 96.21% | 95.91% | 95.12% | 92.95% | 89.62% | 86.27% | 79.38% | 76.22% | 71.57% | 66.02% | 60.31% | 88.26% | 87.8% | 86.57% | 85.58% | 85.14%
372 | 1:02 | 85.6477 | 90 | 3 | 0.5 | 90 | 5 | 20 | -19.8943 | -4.9736 | -4.9736 | 85.0264 | 85.0264 | -4.3523 | 96.49% | 96.43% | 96.47% | 95.94% | 96.38% | 95.89% | 96.47% | 96.17% | 95.82% | 95.81% | 95.72% | 95.74% | 95.67% | 96.09% | 95.81% | 95.17% | 93.19% | 90.07% | 86.83% | 80.11% | 76.99% | 72.34% | 66.79% | 61.07% | 88.95% | 88.5% | 87.26% | 86.27% | 85.83% | 84.09%
373 | 1:02 | 85.8566 | 90 | 3 | 0.5 | 90 | 5 | 20 | -19.968 | -4.992 | -4.992 | 85.008 | 85.008 | -4.1434 | 96.14% | 96.19% | 95.61% | 96.09% | 95.57% | 96.2% | 95.86% | 95.49% | 95.48% | 95.38% | 95.44% | 95.39% | 95.93% | 95.67% | 95.2% | 93.43% | 90.54% | 87.42% | 80.89% | 77.8% | 73.15% | 67.6% | 61.89% | 89.68% | 89.22% | 87.99% | 87% | 86.56% | 84.82% | 83.98%
374 | 1:02 | 85.7364 | 90 | 3 | 0.5 | 90 | 5 | 20 | -19.999 | -4.9997 | -4.9997 | 85.0003 | 85.0003 | -4.2636 | 95.85% | 95.22% | 95.75% | 95.18% | 95.87% | 95.5% | 95.1% | 95.09% | 94.98% | 95.08% | 95.06% | 95.72% | 95.48% | 95.19% | 93.66% | 91.02% | 88.04% | 81.71% | 78.67% | 74.02% | 68.46% | 62.75% | 90.44% | 89.98% | 88.75% | 87.76% | 87.32% | 85.58% | 84.74% | 83.57%
375 | 1:02 | 84.9819 | 90 | 3 | 0.5 | 90 | 5 | 20 | -19.987 | -4.9968 | -4.9968 | 85.0032 | 85.0032 | -5.0181 | 94.74% | 95.32% | 94.71% | 95.47% | 95.05% | 94.63% | 94.62% | 94.49% | 94.65% | 94.65% | 95.45% | 95.24% | 95.15% | 93.87% | 91.52% | 88.69% | 82.59% | 79.59% | 74.95% | 69.39% | 63.68% | 91.23% | 90.77% | 89.54% | 88.55% | 88.11% | 86.37% | 85.53% | 84.36% | 82.4%
376 | 1:03 | 85.4407 | 90 | 3 | 0.5 | 90 | 5 | 20 | -19.9322 | -4.9831 | -4.9831 | 85.0169 | 85.0169 | -4.5593 | 94.8% | 94.15% | 94.97% | 94.51% | 94.05% | 94.04% | 93.9% | 94.11% | 94.14% | 95.1% | 94.92% | 95.06% | 94.06% | 92.03% | 89.36% | 83.53% | 80.58% | 75.96% | 70.39% | 64.69% | 92.05% | 91.59% | 90.36% | 89.37% | 88.93% | 87.19% | 86.35% | 85.18% | 83.22% | 0%
377 | 1:03 | 84.5438 | 90 | 3 | 0.5 | 90 | 5 | 20 | -19.8347 | -4.9587 | -4.9587 | 85.0413 | 85.0413 | -5.4562 | 93.44% | 94.35% | 93.83% | 93.34% | 93.33% | 93.18% | 93.45% | 93.51% | 94.65% | 94.5% | 94.89% | 94.21% | 92.54% | 90.07% | 84.53% | 81.65% | 77.04% | 71.48% | 65.78% | 92.89% | 92.44% | 91.2% | 90.21% | 89.78% | 88.03% | 87.19% | 86.03% | 84.07% | 0% | 0%
378 | 1:03 | 85.0976 | 90 | 3 | 0.5 | 90 | 5 | 20 | -19.6947 | -4.9237 | -4.9237 | 85.0763 | 85.0763 | -4.9024 | 93.56% | 92.98% | 92.45% | 92.44% | 92.28% | 92.61% | 92.72% | 94.06% | 93.95% | 94.62% | 94.31% | 93.04% | 90.79% | 85.6% | 82.81% | 78.22% | 72.67% | 66.98% | 93.77% | 93.31% | 92.07% | 91.08% | 90.65% | 88.9% | 88.06% | 86.9% | 84.94% | 0% | 0% | 0%
379 | 1:03 | 84.5764 | 90 | 3 | 0.5 | 90 | 5 | 20 | -19.5125 | -4.8781 | -4.8781 | 85.1219 | 85.1219 | -5.4236 | 91.91% | 91.33% | 91.32% | 91.14% | 91.55% | 91.7% | 93.27% | 93.2% | 94.2% | 94.32% | 93.52% | 91.53% | 86.74% | 84.06% | 79.51% | 73.97% | 68.3% | 94.66% | 94.21% | 92.97% | 91.98% | 91.54% | 89.8% | 88.96% | 87.8% | 85.83% | 0% | 0% | 0% | 0%
380 | 1:03 | 84.0223 | 90 | 3 | 0.5 | 90 | 5 | 20 | -19.2885 | -4.8221 | -4.8221 | 85.1779 | 85.1779 | -5.9777 | 89.88% | 89.88% | 89.68% | 90.18% | 90.38% | 92.21% | 92.2% | 93.57% | 94.19% | 93.95% | 92.25% | 87.93% | 85.41% | 80.92% | 75.41% | 69.76% | 95.58% | 95.12% | 93.89% | 92.89% | 92.46% | 90.71% | 89.87% | 88.71% | 86.75% | 0% | 0% | 0% | 0% | 0%
381 | 1:03 | 84.4651 | 90 | 3 | 0.5 | 90 | 5 | 20 | -19.0231 | -4.7558 | -4.7558 | 85.2442 | 85.2442 | -5.5349 | 87.98% | 87.76% | 88.37% | 88.63% | 90.77% | 90.81% | 92.64% | 93.84% | 94.25% | 92.92% | 89.17% | 86.86% | 82.47% | 77% | 71.4% | 96.51% | 96.06% | 94.82% | 93.83% | 93.39% | 91.65% | 90.81% | 89.65% | 87.69% | 0% | 0% | 0% | 0% | 0% | 0%
382 | 1:04 | 83.9631 | 90 | 3 | 0.5 | 90 | 5 | 20 | -18.717 | -4.6793 | -4.6793 | 85.3207 | 85.3207 | -6.0369 | 85.2% | 85.93% | 86.26% | 88.77% | 88.89% | 91.25% | 93.14% | 94.34% | 93.44% | 90.39% | 88.38% | 84.15% | 78.77% | 73.23% | 97.47% | 97.01% | 95.77% | 94.78% | 94.35% | 92.6% | 91.76% | 90.6% | 88.64% | 0% | 0% | 0% | 0% | 0% | 0% | 0%
383 | 1:04 | 84.7283 | 90 | 3 | 0.5 | 90 | 5 | 20 | -18.3708 | -4.5927 | -4.5927 | 85.4073 | 85.4073 | -5.2717 | 82.59% | 83% | 85.95% | 86.15% | 89.15% | 91.89% | 94.03% | 93.67% | 91.49% | 89.93% | 85.94% | 80.72% | 75.29% | 98.43% | 97.98% | 96.74% | 95.75% | 95.31% | 93.57% | 92.73% | 91.57% | 89.61% | 0% | 0% | 0% | 0% | 0% | 0% | 0% | 0%
384 | 1:04 | 84.5736 | 90 | 3 | 0.5 | 90 | 5 | 20 | -17.9852 | -4.4963 | -4.4963 | 85.5037 | 85.5037 | -5.4264 | 78.4% | 81.87% | 82.18% | 85.95% | 89.72% | 93.03% | 93.33% | 92.24% | 91.37% | 87.81% | 82.85% | 77.6% | 99.42% | 98.96% | 97.73% | 96.73% | 96.3% | 94.55% | 93.71% | 92.55% | 90.59% | 0% | 0% | 0% | 0% | 0% | 0% | 0% | 0% | 0%
385 | 1:04 | 84.8821 | 90 | 3 | 0.5 | 90 | 5 | 20 | -17.5611 | -4.3903 | -4.3903 | 85.6097 | 85.6097 | -5.1179 | 89.24% | 90.11% | 90.9% | 91.95% | 93.09% | 94.39% | 96.13% | 96.49% | 97.28% | 98.13% | 98.78% | 99.59% | 99.95% | 98.72% | 97.73% | 97.29% | 95.55% | 94.71% | 93.55% | 91.58% | 89.2% | 87.85% | 84.8% | 83.56% | 79.98% | 77.39% | 77.11% | 74.92% | 76.82% | 74.39%
386 | 1:04 | 84.61 | 90 | 3 | 0.5 | 90 | 5 | 20 | -17.0993 | -4.2748 | -4.2748 | 85.7252 | 85.7252 | -5.39 | 89.11% | 89.9% | 90.95% | 92.09% | 93.38% | 95.13% | 95.49% | 96.28% | 97.12% | 97.77% | 98.59% | 99.04% | 99.72% | 98.73% | 98.29% | 96.55% | 95.71% | 94.55% | 92.59% | 90.2% | 88.85% | 85.8% | 84.56% | 80.99% | 78.39% | 78.11% | 75.92% | 77.82% | 75.39% | 75.43%
387 | 1:04 | 85.3103 | 90 | 3 | 0.5 | 90 | 5 | 20 | -16.6009 | -4.1502 | -4.1502 | 85.8498 | 85.8498 | -4.6897 | 88.89% | 89.94% | 91.08% | 92.37% | 94.12% | 94.48% | 95.27% | 96.11% | 96.76% | 97.58% | 98.03% | 99.27% | 99.74% | 99.3% | 97.56% | 96.72% | 95.56% | 93.59% | 91.21% | 89.86% | 86.81% | 85.57% | 82% | 79.4% | 79.12% | 76.93% | 78.83% | 76.4% | 76.44% | 74.63%
388 | 1:05 | 85.7258 | 90 | 3 | 0.5 | 90 | 5 | 20 | -16.0669 | -4.0167 | -4.0167 | 85.9833 | 85.9833 | -4.2742 | 88.92% | 90.06% | 91.36% | 93.11% | 93.47% | 94.26% | 95.1% | 95.75% | 96.56% | 97.02% | 98.25% | 99.25% | 99.68% | 98.57% | 97.73% | 96.57% | 94.61% | 92.22% | 90.88% | 87.83% | 86.58% | 83.01% | 80.41% | 80.14% | 77.95% | 79.85% | 77.41% | 77.45% | 75.64% | 85.67%
389 | 1:05 | 85.9344 | 90 | 3 | 0.5 | 90 | 5 | 20 | -15.4985 | -3.8746 | -3.8746 | 86.1254 | 86.1254 | -4.0656 | 89.05% | 90.34% | 92.09% | 92.45% | 93.24% | 94.08% | 94.73% | 95.55% | 96% | 97.24% | 98.23% | 98.67% | 99.59% | 98.75% | 97.59% | 95.63% | 93.24% | 91.89% | 88.84% | 87.6% | 84.03% | 81.43% | 81.15% | 78.96% | 80.87% | 78.43% | 78.47% | 76.66% | 86.69% | 93.32%
390 | 1:05 | 85.4495 | 90 | 3 | 0.5 | 90 | 5 | 20 | -14.8968 | -3.7242 | -3.7242 | 86.2758 | 86.2758 | -4.5505 | 89.32% | 91.07% | 91.43% | 92.22% | 93.07% | 93.72% | 94.53% | 94.98% | 96.22% | 97.21% | 97.65% | 99.39% | 99.77% | 98.61% | 96.64% | 94.26% | 92.91% | 89.86% | 88.62% | 85.05% | 82.45% | 82.17% | 79.98% | 81.88% | 79.45% | 79.49% | 77.68% | 87.71% | 94.33% | 92.38%
391 | 1:05 | 86.1028 | 90 | 3 | 0.5 | 90 | 5 | 20 | -14.2633 | -3.5658 | -3.5658 | 86.4342 | 86.4342 | -3.8972 | 90.06% | 90.42% | 91.21% | 92.05% | 92.7% | 93.51% | 93.97% | 95.2% | 96.2% | 96.63% | 98.38% | 99.22% | 99.62% | 97.66% | 95.27% | 93.93% | 90.88% | 89.63% | 86.06% | 83.46% | 83.19% | 81% | 82.9% | 80.46% | 80.5% | 78.69% | 88.72% | 95.35% | 93.39% | 36.48%
Note on C8: This quantity is the resource (net) output/consumption, as telemetered to PJM
Note on D8: This is the economic basepoint / non-regulation setpoint
Note on E8: This is the economic ramp rate limit of the resource, as submitted to eMKT
Note on H8: This is the regulation assignment, in MW
Note on I8: This is the fleet TREG, as telemetered to PJM
Note on J8: This is the regulation signal, as sent from PJM, calculated by the EMS

## Sheet3 (hidden)
0 | 1 | 0 | 1 | 0.024973 | 0.02582
0 | 1 | 0 | 1 |  | 0.00084679
0 | 1 | 0 | 1
0 | 1 | 0 | 1
0 | 1 | 0 | 1
0 | 1 | 0 | 1
0 | 1 | 0 | 1
0 | 1 | 0 | 1 |  |  | #NAME?
0 | 1 | 0 | 1
0 | 1 | 0 | 1
0 | 1 | 0.1 | 1.1
0 | 1 | 0 | 1
0 | 1 | 0 | 1
0 | 1 | 0 | 1
0 | 1 | 0 | 1
0 | 1 | 0 | 0.9
0 | 1 | 0 | 1
0 | 1 | 0 | 1
0 | 1 | 0 | 1
0 | 1 | 0 | 1
0 | 1 | 0.1 | 1
0 | 1 | 0 | 1
0 | 1 | 0 | 1
0 | 1 | 0 | 1
0 | 1 | 0 | 1
0 | 1 | 0 | 1
0 | 1 | 0 | 1
0 | 1 | 0 | 1
0 | 1 | 0 | 1
0 | 1 | 0 | 1
0 | 1 | 0 | 1

## Score Template 2
|  | Factor | Weight |  |  |  | Hrly Avg | [15 empty] | Current Score | Precision Check Score | [72 empty] | Slope Check | [111 empty] | Accuracy Method |  |  | 1 | Max Correlation&Slope
| Accuracy | A | 0.33333 |  | Accuracy Score |  | 0 | [5 empty] | -1 |  | FALSE |  | Start Time |  | End Time |  | Accuracy Score |  | 0 | 0 | [72 empty] | 0 | [111 empty] | 2 |  |  | 2 | Max Accuracy x Delay
| Delay | B | 0.33333 |  | Delay Score |  | #DIV/0! |  |  |  |  | Avg Delay | #VALUE! |  |  |  | B39 |  | B398 |  | Delay Score |  | #DIV/0! | 0 |  | Time Shift (min) |  | +0.17m | +0.33m | +0.50m | +0.67m | +0.83m | +1.00m | +1.17m | +1.33m | +1.50m | +1.67m | +1.83m | +2.00m | +2.17m | +2.33m | +2.50m | +2.67m | +2.83m | +3.00m | +3.17m | +3.33m | +3.50m | +3.67m | +3.83m | +4.00m | +4.17m | +4.33m | +4.50m | +4.67m | +4.83m | +5.00m | [9 empty] | +0.17m | +0.33m | +0.50m | +0.67m | +0.83m | +1.00m | +1.17m | +1.33m | +1.50m | +1.67m | +1.83m | +2.00m | +2.17m | +2.33m | +2.50m | +2.67m | +2.83m | +3.00m | +3.17m | +3.33m | +3.50m | +3.67m | +3.83m | +4.00m | +4.17m | +4.33m | +4.50m | +4.67m | +4.83m | +5.00m |  | +0.17m | +0.33m | +0.50m | +0.67m | +0.83m | +1.00m | +1.17m | +1.33m | +1.50m | +1.67m | +1.83m | +2.00m | +2.17m | +2.33m | +2.50m | +2.67m | +2.83m | +3.00m | +3.17m | +3.33m | +3.50m | +3.67m | +3.83m | +4.00m | +4.17m | +4.33m | +4.50m | +4.67m | +4.83m | +5.00m |  |  | +0.17m | +0.33m | +0.50m | +0.67m | +0.83m | +1.00m | +1.17m | +1.33m | +1.50m | +1.67m | +1.83m | +2.00m | +2.17m | +2.33m | +2.50m | +2.67m | +2.83m | +3.00m | +3.17m | +3.33m | +3.50m | +3.67m | +3.83m | +4.00m | +4.17m | +4.33m | +4.50m | +4.67m | +4.83m | +5.00m | [5 empty] | +0.17m | +0.33m | +0.50m | +0.67m | +0.83m | +1.00m | +1.17m | +1.33m | +1.50m | +1.67m | +1.83m | +2.00m | +2.17m | +2.33m | +2.50m | +2.67m | +2.83m | +3.00m | +3.17m | +3.33m | +3.50m | +3.67m | +3.83m | +4.00m | +4.17m | +4.33m | +4.50m | +4.67m | +4.83m | +5.00m
| Precision | C | 0.33333 |  | Precision Score |  | 0 |  |  |  |  | Denominator | #DIV/0! | [7 empty] | Precision Score |  | 0 | 0 |  | Time Shift (sec) | No Time Shift | +10s | +20s | +30s | +40s | +50s | +60s | +70s | +80s | +90s | +100s | +110s | +120s | +130s | +140s | +150s | +160s | +170s | +180s | +190s | +200s | +210s | +220s | +230s | +240s | +250s | +260s | +270s | +280s | +290s | +300s |  |  | SlopeToUse | 1 | Signal |  |  |  | No Time Shift | +10s | +20s | +30s | +40s | +50s | +60s | +70s | +80s | +90s | +100s | +110s | +120s | +130s | +140s | +150s | +160s | +170s | +180s | +190s | +200s | +210s | +220s | +230s | +240s | +250s | +260s | +270s | +280s | +290s | +300s | No Time Shift | +10s | +20s | +30s | +40s | +50s | +60s | +70s | +80s | +90s | +100s | +110s | +120s | +130s | +140s | +150s | +160s | +170s | +180s | +190s | +200s | +210s | +220s | +230s | +240s | +250s | +260s | +270s | +280s | +290s | +300s |  | No Time Shift | +10s | +20s | +30s | +40s | +50s | +60s | +70s | +80s | +90s | +100s | +110s | +120s | +130s | +140s | +150s | +160s | +170s | +180s | +190s | +200s | +210s | +220s | +230s | +240s | +250s | +260s | +270s | +280s | +290s | +300s |  |  |  |  | No Time Shift | +10s | +20s | +30s | +40s | +50s | +60s | +70s | +80s | +90s | +100s | +110s | +120s | +130s | +140s | +150s | +160s | +170s | +180s | +190s | +200s | +210s | +220s | +230s | +240s | +250s | +260s | +270s | +280s | +290s | +300s | [14 empty] | Precision Method |  |  | 1 | AREG Denominator
| Slope Limit |  | 0 |  | Composite Score |  | #DIV/0! |  |  |  |  | Hourly Mileage | 0 | [7 empty] | Composite Score |  | #DIV/0! | 0 |  | Time Shift (intervals) | 0 | 1 | 2 | 3 | 4 | 5 | 6 | 7 | 8 | 9 | 10 | 11 | 12 | 13 | 14 | 15 | 16 | 17 | 18 | 19 | 20 | 21 | 22 | 23 | 24 | 25 | 26 | 27 | 28 | 29 | 30 |  |  | 2 | 2 | Percent |  |  |  | 0 | 1 | 2 | 3 | 4 | 5 | 6 | 7 | 8 | 9 | 10 | 11 | 12 | 13 | 14 | 15 | 16 | 17 | 18 | 19 | 20 | 21 | 22 | 23 | 24 | 25 | 26 | 27 | 28 | 29 | 30 | 0 | 1 | 2 | 3 | 4 | 5 | 6 | 7 | 8 | 9 | 10 | 11 | 12 | 13 | 14 | 15 | 16 | 17 | 18 | 19 | 20 | 21 | 22 | 23 | 24 | 25 | 26 | 27 | 28 | 29 | 30 |  | 0 | 1 | 2 | 3 | 4 | 5 | 6 | 7 | 8 | 9 | 10 | 11 | 12 | 13 | 14 | 15 | 16 | 17 | 18 | 19 | 20 | 21 | 22 | 23 | 24 | 25 | 26 | 27 | 28 | 29 | 30 | Acc #1 | #N/A |  | Delay #1 | 0 | 1 | 2 | 3 | 4 | 5 | 6 | 7 | 8 | 9 | 10 | 11 | 12 | 13 | 14 | 15 | 16 | 17 | 18 | 19 | 20 | 21 | 22 | 23 | 24 | 25 | 26 | 27 | 28 | 29 | 30 |  |  | #VALUE! | Acc #2 | Acc Update | Delay #2 | Delay Update |  |  |  | Prec. 1 | Prec. 2 |  |  | 2 |  |  | 2 | AvgAbsSignal Denominator |  |  | Mileage
| StDev Limit |  | 0.05 | [22 empty] | Delay Score | 100% | 100% | 96.67% | 93.33% | 90% | 86.67% | 83.33% | 80% | 76.67% | 73.33% | 70% | 66.67% | 63.33% | 60% | 56.67% | 53.33% | 50% | 46.67% | 43.33% | 40% | 36.67% | 33.33% | 30% | 26.67% | 23.33% | 20% | 16.67% | 13.33% | 10% | 6.667% | 3.333% | [8 empty] | 100% | 100% | 96.67% | 93.33% | 90% | 86.67% | 83.33% | 80% | 76.67% | 73.33% | 70% | 66.67% | 63.33% | 60% | 56.67% | 53.33% | 50% | 46.67% | 43.33% | 40% | 36.67% | 33.33% | 30% | 26.67% | 23.33% | 20% | 16.67% | 13.33% | 10% | 6.667% | 3.333% | 100% | 100% | 96.67% | 93.33% | 90% | 86.67% | 83.33% | 80% | 76.67% | 73.33% | 70% | 66.67% | 63.33% | 60% | 56.67% | 53.33% | 50% | 46.67% | 43.33% | 40% | 36.67% | 33.33% | 30% | 26.67% | 23.33% | 20% | 16.67% | 13.33% | 10% | 6.667% | 3.333% |  | 100% | 100% | 96.67% | 93.33% | 90% | 86.67% | 83.33% | 80% | 76.67% | 73.33% | 70% | 66.67% | 63.33% | 60% | 56.67% | 53.33% | 50% | 46.67% | 43.33% | 40% | 36.67% | 33.33% | 30% | 26.67% | 23.33% | 20% | 16.67% | 13.33% | 10% | 6.667% | 3.333% | 0 | #N/A |  | 0 | 100% | 100% | 96.67% | 93.33% | 90% | 86.67% | 83.33% | 80% | 76.67% | 73.33% | 70% | 66.67% | 63.33% | 60% | 56.67% | 53.33% | 50% | 46.67% | 43.33% | 40% | 36.67% | 33.33% | 30% | 26.67% | 23.33% | 20% | 16.67% | 13.33% | 10% | 6.667% | 3.333% |  |  | -1 | 0 | 0 | #DIV/0! | 0 |  |  |  | 0 | 0 | [9 empty] | 0
[10 empty] | Signal |  | Response | [193 empty] | 0 | threshold
Interval | TIME | AGC MW | Raw ECOBP | Energy RR at AGC MW (MW/min) | RR MW/10sec | Ramped EcoBP | Unit AREG | Fleet TREG | Fleet Regulation Control Signal | Raw Unit REG | Raw EcoBP + Raw Reg | Unit Resp. | Mileage | RESOURCE REPORT | [12 empty] | Correl Signal to Response | Correl Signal to Response +10s | Correl Signal to Response +20s | Correl Signal to Response +30s | Correl Signal to Response +40s | Correl Signal to Response +50s | Correl Signal to Response +60s | Correl Signal to Response +70s | Correl Signal to Response +80s | Correl Signal to Response +90s | Correl Signal to Response +100s | Correl Signal to Response +110s | Correl Signal to Response +120s | Correl Signal to Response +130s | Correl Signal to Response +140s | Correl Signal to Response +150s | Correl Signal to Response +160s | Correl Signal to Response +170s | Correl Signal to Response +180s | Correl Signal to Response +190s | Correl Signal to Response +200s | Correl Signal to Response +210s | Correl Signal to Response +220s | Correl Signal to Response +230s | Correl Signal to Response +240s | Correl Signal to Response +250s | Correl Signal to Response +260s | Correl Signal to Response +270s | Correl Signal to Response +280s | Correl Signal to Response +290s | Correl Signal to Response +300s | Reg Signal Percent | 5-minute Signal Slope | 5-minute Signal Percent Slope | Slope Used | Slope Limit | -Slope Limit | StDev Used | StDev Limit | Response Slope | Response Slope +10s | Response Slope +20s | Response Slope +30s | Response Slope +40s | Response Slope +50s | Response Slope +60s | Response Slope +70s | Response Slope +80s | Response Slope +90s | Response Slope +100s | Response Slope +110s | Response Slope +120s | Response Slope +130s | Response Slope +140s | Response Slope +150s | Response Slope +160s | Response Slope +170s | Response Slope +180s | Response Slope +190s | Response Slope +200s | Response Slope +210s | Response Slope +220s | Response Slope +230s | Response Slope +240s | Response Slope +250s | Response Slope +260s | Response Slope +270s | Response Slope +280s | Response Slope +290s | Response Slope +300s | Accuracy Scoring Mode | Accuracy Scoring Mode +10s | Accuracy Scoring Mode +20s | Accuracy Scoring Mode +30s | Accuracy Scoring Mode +40s | Accuracy Scoring Mode +50s | Accuracy Scoring Mode +60s | Accuracy Scoring Mode +70s | Accuracy Scoring Mode +80s | Accuracy Scoring Mode +90s | Accuracy Scoring Mode +100s | Accuracy Scoring Mode +110s | Accuracy Scoring Mode +120s | Accuracy Scoring Mode +130s | Accuracy Scoring Mode +140s | Accuracy Scoring Mode +150s | Accuracy Scoring Mode +160s | Accuracy Scoring Mode +170s | Accuracy Scoring Mode +180s | Accuracy Scoring Mode +190s | Accuracy Scoring Mode +200s | Accuracy Scoring Mode +210s | Accuracy Scoring Mode +220s | Accuracy Scoring Mode +230s | Accuracy Scoring Mode +240s | Accuracy Scoring Mode +250s | Accuracy Scoring Mode +260s | Accuracy Scoring Mode +270s | Accuracy Scoring Mode +280s | Accuracy Scoring Mode +290s | Accuracy Scoring Mode +300s |  | Accuracy Score | Accuracy Score +10s | Accuracy Score +20s | Accuracy Score +30s | Accuracy Score +40s | Accuracy Score +50s | Accuracy Score +60s | Accuracy Score +70s | Accuracy Score +80s | Accuracy Score +90s | Accuracy Score +100s | Accuracy Score +110s | Accuracy Score +120s | Accuracy Score +130s | Accuracy Score +140s | Accuracy Score +150s | Accuracy Score +160s | Accuracy Score +170s | Accuracy Score +180s | Accuracy Score +190s | Accuracy Score +200s | Accuracy Score +210s | Accuracy Score +220s | Accuracy Score +230s | Accuracy Score +240s | Accuracy Score +250s | Accuracy Score +260s | Accuracy Score +270s | Accuracy Score +280s | Accuracy Score +290s | Accuracy Score +300s | Max Accuracy Score | Offset | Accuracy Method Used | Delay Score | Weighted Acc. & Delay | Weighted Acc. & Delay +10s | Weighted Acc. & Delay +20s | Weighted Acc. & Delay +30s | Weighted Acc. & Delay +40s | Weighted Acc. & Delay +50s | Weighted Acc. & Delay +60s | Weighted Acc. & Delay +70s | Weighted Acc. & Delay +80s | Weighted Acc. & Delay +90s | Weighted Acc. & Delay +100s | Weighted Acc. & Delay +110s | Weighted Acc. & Delay +120s | Weighted Acc. & Delay +130s | Weighted Acc. & Delay +140s | Weighted Acc. & Delay +150s | Weighted Acc. & Delay +160s | Weighted Acc. & Delay +170s | Weighted Acc. & Delay +180s | Weighted Acc. & Delay +190s | Weighted Acc. & Delay +200s | Weighted Acc. & Delay +210s | Weighted Acc. & Delay +220s | Weighted Acc. & Delay +230s | Weighted Acc. & Delay +240s | Weighted Acc. & Delay +250s | Weighted Acc. & Delay +260s | Weighted Acc. & Delay +270s | Weighted Acc. & Delay +280s | Weighted Acc. & Delay +290s | Weighted Acc. & Delay +300s |  | Max Weighted Acc/Del Score | Offset | Accuracy Score | Accuracy Method Used | Delay Score |  | Absolute Signal | Average Absolute Signal |  | Precis. Score AREG | Precis. Score AbsSig | 0.75 |  | Accuracy Score | Accuracy Method Used | Accuracy Method Number | Delay Score | Precision Score | +AREG | -AREG | Mileage | StdDev of Slopes | StdDev of Percent Signal
| 2016-07-12 21:55 | [8 empty] | 0 | 0 | 0 | [192 empty] | 0 | 1 | [7 empty] | 0 | 0
| 23:55 | [8 empty] | 0 | 0 | 0 | [201 empty] | 0 | 0
| 23:55 | [8 empty] | 0 | 0 | 0 | [192 empty] | 360 | 360 | [7 empty] | 0 | 0
| 23:56 | [8 empty] | 0 | 0 | 0 | [201 empty] | 0 | 0
| 23:56 | [8 empty] | 0 | 0 | 0 | [201 empty] | 0 | 0
| 23:56 | [8 empty] | 0 | 0 | 0 | [201 empty] | 0 | 0
| 23:56 | [8 empty] | 0 | 0 | 0 | [201 empty] | 0 | 0
| 23:56 | [8 empty] | 0 | 0 | 0 | [201 empty] | 0 | 0
| 23:56 | [8 empty] | 0 | 0 | 0 | [201 empty] | 0 | 0
| 23:57 | [8 empty] | 0 | 0 | 0 | [201 empty] | 0 | 0
| 23:57 | [8 empty] | 0 | 0 | 0 | [201 empty] | 0 | 0
| 23:57 | [8 empty] | 0 | 0 | 0 | [201 empty] | 0 | 0
| 23:57 | [8 empty] | 0 | 0 | 0 | [201 empty] | 0 | 0
| 23:57 | [8 empty] | 0 | 0 | 0 | [201 empty] | 0 | 0
| 23:57 | [8 empty] | 0 | 0 | 0 | [201 empty] | 0 | 0
| 23:58 | [8 empty] | 0 | 0 | 0 | [201 empty] | 0 | 0
| 23:58 | [8 empty] | 0 | 0 | 0 | [201 empty] | 0 | 0
| 23:58 | [8 empty] | 0 | 0 | 0 | [201 empty] | 0 | 0
| 23:58 | [8 empty] | 0 | 0 | 0 | [201 empty] | 0 | 0
| 23:58 | [8 empty] | 0 | 0 | 0 | [201 empty] | 0 | 0
| 23:58 | [8 empty] | 0 | 0 | 0 | [201 empty] | 0 | 0
| 23:59 | [8 empty] | 0 | 0 | 0 | [201 empty] | 0 | 0
| 23:59 | [8 empty] | 0 | 0 | 0 | [201 empty] | 0 | 0
| 23:59 | [8 empty] | 0 | 0 | 0 | [201 empty] | 0 | 0
| 23:59 | [8 empty] | 0 | 0 | 0 | [201 empty] | 0 | 0
| 23:59 | [8 empty] | 0 | 0 | 0 | [201 empty] | 0 | 0
| 23:59 | [8 empty] | 0 | 0 | 0 | [201 empty] | 0 | 0
| 24:00 | [8 empty] | 0 | 0 | 0 | [201 empty] | 0 | 0
| 24:00 | [8 empty] | 0 | 0 | 0 | [188 empty] | delay avg | [12 empty] | 0 | 0
| 24:00 | [8 empty] | 0 | 0 | 0 | [182 empty] | Acc Avg | [5 empty] | 1 | [12 empty] | 0 | 0
1 | 0:00 | [8 empty] | 0 | 0 | 0 | 0 | [13 empty] | #DIV/0! | #DIV/0! | #DIV/0! | #DIV/0! | #DIV/0! | #DIV/0! | #DIV/0! | #DIV/0! | #DIV/0! | #DIV/0! | #DIV/0! | #DIV/0! | #DIV/0! | #DIV/0! | #DIV/0! | #DIV/0! | #DIV/0! | #DIV/0! | #DIV/0! | #DIV/0! | #DIV/0! | #DIV/0! | #DIV/0! | #DIV/0! | #DIV/0! | #DIV/0! | #DIV/0! | #DIV/0! | #DIV/0! | #DIV/0! | #DIV/0! | 0 | 0 | 0 | 0 | 0 | 0 | 0 | 0.05 | 0 | 0 | 0 | 0 | 0 | 0 | 0 | 0 | 0 | 0 | 0 | 0 | 0 | 0 | 0 | 0 | 0 | 0 | 0 | 0 | 0 | 0 | 0 | 0 | 0 | 0 | 0 | 0 | 0 | 0 | 0 | Slope | Slope | Slope | Slope | Slope | Slope | Slope | Slope | Slope | Slope | Slope | Slope | Slope | Slope | Slope | Slope | Slope | Slope | Slope | Slope | Slope | Slope | Slope | Slope | Slope | Slope | Slope | Slope | Slope | Slope | Slope |  | 1 | 1 | 1 | 1 | 1 | 1 | 1 | 1 | 1 | 1 | 1 | 1 | 1 | 1 | 1 | 1 | 1 | 1 | 1 | 1 | 1 | 1 | 1 | 1 | 1 | 1 | 1 | 1 | 1 | 1 | 1 | 0 | #N/A | #N/A | 0 | 0.66667 | 0.66667 | 0.65556 | 0.64444 | 0.63333 | 0.62222 | 0.61111 | 0.6 | 0.58889 | 0.57778 | 0.56667 | 0.55556 | 0.54444 | 0.53333 | 0.52222 | 0.51111 | 0.5 | 0.48889 | 0.47778 | 0.46667 | 0.45556 | 0.44444 | 0.43333 | 0.42222 | 0.41111 | 0.4 | 0.38889 | 0.37778 | 0.36667 | 0.35556 | 0.34444 | 0 | 0.66667 | 0 | 0 | Slope | NaN | 0 | 0 | #DIV/0! | 1 | 0 | 0 | 1 | 0 | 0 | Slope | 2 | NaN | 0 | 0 | 0 | 0 | 0 | 0
2 | 0:00 | [8 empty] | 0 | 0 | 0 | 0 | [13 empty] | #DIV/0! | #DIV/0! | #DIV/0! | #DIV/0! | #DIV/0! | #DIV/0! | #DIV/0! | #DIV/0! | #DIV/0! | #DIV/0! | #DIV/0! | #DIV/0! | #DIV/0! | #DIV/0! | #DIV/0! | #DIV/0! | #DIV/0! | #DIV/0! | #DIV/0! | #DIV/0! | #DIV/0! | #DIV/0! | #DIV/0! | #DIV/0! | #DIV/0! | #DIV/0! | #DIV/0! | #DIV/0! | #DIV/0! | #DIV/0! | #DIV/0! | 0 | 0 | 0 | 0 | 0 | 0 | 0 | 0.05 | 0 | 0 | 0 | 0 | 0 | 0 | 0 | 0 | 0 | 0 | 0 | 0 | 0 | 0 | 0 | 0 | 0 | 0 | 0 | 0 | 0 | 0 | 0 | 0 | 0 | 0 | 0 | 0 | 0 | 0 | 0 | Slope | Slope | Slope | Slope | Slope | Slope | Slope | Slope | Slope | Slope | Slope | Slope | Slope | Slope | Slope | Slope | Slope | Slope | Slope | Slope | Slope | Slope | Slope | Slope | Slope | Slope | Slope | Slope | Slope | Slope | Slope |  | 1 | 1 | 1 | 1 | 1 | 1 | 1 | 1 | 1 | 1 | 1 | 1 | 1 | 1 | 1 | 1 | 1 | 1 | 1 | 1 | 1 | 1 | 1 | 1 | 1 | 1 | 1 | 1 | 1 | 1 | 1 | 0 | #N/A | #N/A | 0 | 0.66667 | 0.66667 | 0.65556 | 0.64444 | 0.63333 | 0.62222 | 0.61111 | 0.6 | 0.58889 | 0.57778 | 0.56667 | 0.55556 | 0.54444 | 0.53333 | 0.52222 | 0.51111 | 0.5 | 0.48889 | 0.47778 | 0.46667 | 0.45556 | 0.44444 | 0.43333 | 0.42222 | 0.41111 | 0.4 | 0.38889 | 0.37778 | 0.36667 | 0.35556 | 0.34444 | 0 | 0.66667 | 0 | 0 | Slope | NaN | 0 | 0 |  | 1 | 0 | 0 | 1 | 0 | 0 | Slope | 2 | NaN | 0 | 0 | 0 | 0 | 0 | 0
3 | 0:00 | [8 empty] | 0 | 0 | 0 | 0 | [13 empty] | #DIV/0! | #DIV/0! | #DIV/0! | #DIV/0! | #DIV/0! | #DIV/0! | #DIV/0! | #DIV/0! | #DIV/0! | #DIV/0! | #DIV/0! | #DIV/0! | #DIV/0! | #DIV/0! | #DIV/0! | #DIV/0! | #DIV/0! | #DIV/0! | #DIV/0! | #DIV/0! | #DIV/0! | #DIV/0! | #DIV/0! | #DIV/0! | #DIV/0! | #DIV/0! | #DIV/0! | #DIV/0! | #DIV/0! | #DIV/0! | #DIV/0! | 0 | 0 | 0 | 0 | 0 | 0 | 0 | 0.05 | 0 | 0 | 0 | 0 | 0 | 0 | 0 | 0 | 0 | 0 | 0 | 0 | 0 | 0 | 0 | 0 | 0 | 0 | 0 | 0 | 0 | 0 | 0 | 0 | 0 | 0 | 0 | 0 | 0 | 0 | 0 | Slope | Slope | Slope | Slope | Slope | Slope | Slope | Slope | Slope | Slope | Slope | Slope | Slope | Slope | Slope | Slope | Slope | Slope | Slope | Slope | Slope | Slope | Slope | Slope | Slope | Slope | Slope | Slope | Slope | Slope | Slope |  | 1 | 1 | 1 | 1 | 1 | 1 | 1 | 1 | 1 | 1 | 1 | 1 | 1 | 1 | 1 | 1 | 1 | 1 | 1 | 1 | 1 | 1 | 1 | 1 | 1 | 1 | 1 | 1 | 1 | 1 | 1 | 0 | #N/A | #N/A | 0 | 0.66667 | 0.66667 | 0.65556 | 0.64444 | 0.63333 | 0.62222 | 0.61111 | 0.6 | 0.58889 | 0.57778 | 0.56667 | 0.55556 | 0.54444 | 0.53333 | 0.52222 | 0.51111 | 0.5 | 0.48889 | 0.47778 | 0.46667 | 0.45556 | 0.44444 | 0.43333 | 0.42222 | 0.41111 | 0.4 | 0.38889 | 0.37778 | 0.36667 | 0.35556 | 0.34444 | 0 | 0.66667 | 0 | 0 | Slope | NaN | 0 | 0 |  | 1 | 0 | 0 | 1 | 0 | 0 | Slope | 2 | NaN | 0 | 0 | 0 | 0 | 0 | 0
4 | 0:00 | [8 empty] | 0 | 0 | 0 | 0 | [13 empty] | #DIV/0! | #DIV/0! | #DIV/0! | #DIV/0! | #DIV/0! | #DIV/0! | #DIV/0! | #DIV/0! | #DIV/0! | #DIV/0! | #DIV/0! | #DIV/0! | #DIV/0! | #DIV/0! | #DIV/0! | #DIV/0! | #DIV/0! | #DIV/0! | #DIV/0! | #DIV/0! | #DIV/0! | #DIV/0! | #DIV/0! | #DIV/0! | #DIV/0! | #DIV/0! | #DIV/0! | #DIV/0! | #DIV/0! | #DIV/0! | #DIV/0! | 0 | 0 | 0 | 0 | 0 | 0 | 0 | 0.05 | 0 | 0 | 0 | 0 | 0 | 0 | 0 | 0 | 0 | 0 | 0 | 0 | 0 | 0 | 0 | 0 | 0 | 0 | 0 | 0 | 0 | 0 | 0 | 0 | 0 | 0 | 0 | 0 | 0 | 0 | 0 | Slope | Slope | Slope | Slope | Slope | Slope | Slope | Slope | Slope | Slope | Slope | Slope | Slope | Slope | Slope | Slope | Slope | Slope | Slope | Slope | Slope | Slope | Slope | Slope | Slope | Slope | Slope | Slope | Slope | Slope | Slope |  | 1 | 1 | 1 | 1 | 1 | 1 | 1 | 1 | 1 | 1 | 1 | 1 | 1 | 1 | 1 | 1 | 1 | 1 | 1 | 1 | 1 | 1 | 1 | 1 | 1 | 1 | 1 | 1 | 1 | 1 | 1 | 0 | #N/A | #N/A | 0 | 0.66667 | 0.66667 | 0.65556 | 0.64444 | 0.63333 | 0.62222 | 0.61111 | 0.6 | 0.58889 | 0.57778 | 0.56667 | 0.55556 | 0.54444 | 0.53333 | 0.52222 | 0.51111 | 0.5 | 0.48889 | 0.47778 | 0.46667 | 0.45556 | 0.44444 | 0.43333 | 0.42222 | 0.41111 | 0.4 | 0.38889 | 0.37778 | 0.36667 | 0.35556 | 0.34444 | 0 | 0.66667 | 0 | 0 | Slope | NaN | 0 | 0 |  | 1 | 0 | 0 | 1 | 0 | 0 | Slope | 2 | NaN | 0 | 0 | 0 | 0 | 0 | 0
5 | 0:01 | [8 empty] | 0 | 0 | 0 | 0 | [13 empty] | #DIV/0! | #DIV/0! | #DIV/0! | #DIV/0! | #DIV/0! | #DIV/0! | #DIV/0! | #DIV/0! | #DIV/0! | #DIV/0! | #DIV/0! | #DIV/0! | #DIV/0! | #DIV/0! | #DIV/0! | #DIV/0! | #DIV/0! | #DIV/0! | #DIV/0! | #DIV/0! | #DIV/0! | #DIV/0! | #DIV/0! | #DIV/0! | #DIV/0! | #DIV/0! | #DIV/0! | #DIV/0! | #DIV/0! | #DIV/0! | #DIV/0! | 0 | 0 | 0 | 0 | 0 | 0 | 0 | 0.05 | 0 | 0 | 0 | 0 | 0 | 0 | 0 | 0 | 0 | 0 | 0 | 0 | 0 | 0 | 0 | 0 | 0 | 0 | 0 | 0 | 0 | 0 | 0 | 0 | 0 | 0 | 0 | 0 | 0 | 0 | 0 | Slope | Slope | Slope | Slope | Slope | Slope | Slope | Slope | Slope | Slope | Slope | Slope | Slope | Slope | Slope | Slope | Slope | Slope | Slope | Slope | Slope | Slope | Slope | Slope | Slope | Slope | Slope | Slope | Slope | Slope | Slope |  | 1 | 1 | 1 | 1 | 1 | 1 | 1 | 1 | 1 | 1 | 1 | 1 | 1 | 1 | 1 | 1 | 1 | 1 | 1 | 1 | 1 | 1 | 1 | 1 | 1 | 1 | 1 | 1 | 1 | 1 | 1 | 0 | #N/A | #N/A | 0 | 0.66667 | 0.66667 | 0.65556 | 0.64444 | 0.63333 | 0.62222 | 0.61111 | 0.6 | 0.58889 | 0.57778 | 0.56667 | 0.55556 | 0.54444 | 0.53333 | 0.52222 | 0.51111 | 0.5 | 0.48889 | 0.47778 | 0.46667 | 0.45556 | 0.44444 | 0.43333 | 0.42222 | 0.41111 | 0.4 | 0.38889 | 0.37778 | 0.36667 | 0.35556 | 0.34444 | 0 | 0.66667 | 0 | 0 | Slope | NaN | 0 | 0 |  | 1 | 0 | 0 | 1 | 0 | 0 | Slope | 2 | NaN | 0 | 0 | 0 | 0 | 0 | 0
6 | 0:01 | [8 empty] | 0 | 0 | 0 | 0 | [13 empty] | #DIV/0! | #DIV/0! | #DIV/0! | #DIV/0! | #DIV/0! | #DIV/0! | #DIV/0! | #DIV/0! | #DIV/0! | #DIV/0! | #DIV/0! | #DIV/0! | #DIV/0! | #DIV/0! | #DIV/0! | #DIV/0! | #DIV/0! | #DIV/0! | #DIV/0! | #DIV/0! | #DIV/0! | #DIV/0! | #DIV/0! | #DIV/0! | #DIV/0! | #DIV/0! | #DIV/0! | #DIV/0! | #DIV/0! | #DIV/0! | #DIV/0! | 0 | 0 | 0 | 0 | 0 | 0 | 0 | 0.05 | 0 | 0 | 0 | 0 | 0 | 0 | 0 | 0 | 0 | 0 | 0 | 0 | 0 | 0 | 0 | 0 | 0 | 0 | 0 | 0 | 0 | 0 | 0 | 0 | 0 | 0 | 0 | 0 | 0 | 0 | 0 | Slope | Slope | Slope | Slope | Slope | Slope | Slope | Slope | Slope | Slope | Slope | Slope | Slope | Slope | Slope | Slope | Slope | Slope | Slope | Slope | Slope | Slope | Slope | Slope | Slope | Slope | Slope | Slope | Slope | Slope | Slope |  | 1 | 1 | 1 | 1 | 1 | 1 | 1 | 1 | 1 | 1 | 1 | 1 | 1 | 1 | 1 | 1 | 1 | 1 | 1 | 1 | 1 | 1 | 1 | 1 | 1 | 1 | 1 | 1 | 1 | 1 | 1 | 0 | #N/A | #N/A | 0 | 0.66667 | 0.66667 | 0.65556 | 0.64444 | 0.63333 | 0.62222 | 0.61111 | 0.6 | 0.58889 | 0.57778 | 0.56667 | 0.55556 | 0.54444 | 0.53333 | 0.52222 | 0.51111 | 0.5 | 0.48889 | 0.47778 | 0.46667 | 0.45556 | 0.44444 | 0.43333 | 0.42222 | 0.41111 | 0.4 | 0.38889 | 0.37778 | 0.36667 | 0.35556 | 0.34444 | 0 | 0.66667 | 0 | 0 | Slope | NaN | 0 | 0 |  | 1 | 0 | 0 | 1 | 0 | 0 | Slope | 2 | NaN | 0 | 0 | 0 | 0 | 0 | 0
7 | 0:01 | [8 empty] | 0 | 0 | 0 | 0 | [13 empty] | #DIV/0! | #DIV/0! | #DIV/0! | #DIV/0! | #DIV/0! | #DIV/0! | #DIV/0! | #DIV/0! | #DIV/0! | #DIV/0! | #DIV/0! | #DIV/0! | #DIV/0! | #DIV/0! | #DIV/0! | #DIV/0! | #DIV/0! | #DIV/0! | #DIV/0! | #DIV/0! | #DIV/0! | #DIV/0! | #DIV/0! | #DIV/0! | #DIV/0! | #DIV/0! | #DIV/0! | #DIV/0! | #DIV/0! | #DIV/0! | #DIV/0! | 0 | 0 | 0 | 0 | 0 | 0 | 0 | 0.05 | 0 | 0 | 0 | 0 | 0 | 0 | 0 | 0 | 0 | 0 | 0 | 0 | 0 | 0 | 0 | 0 | 0 | 0 | 0 | 0 | 0 | 0 | 0 | 0 | 0 | 0 | 0 | 0 | 0 | 0 | 0 | Slope | Slope | Slope | Slope | Slope | Slope | Slope | Slope | Slope | Slope | Slope | Slope | Slope | Slope | Slope | Slope | Slope | Slope | Slope | Slope | Slope | Slope | Slope | Slope | Slope | Slope | Slope | Slope | Slope | Slope | Slope |  | 1 | 1 | 1 | 1 | 1 | 1 | 1 | 1 | 1 | 1 | 1 | 1 | 1 | 1 | 1 | 1 | 1 | 1 | 1 | 1 | 1 | 1 | 1 | 1 | 1 | 1 | 1 | 1 | 1 | 1 | 1 | 0 | #N/A | #N/A | 0 | 0.66667 | 0.66667 | 0.65556 | 0.64444 | 0.63333 | 0.62222 | 0.61111 | 0.6 | 0.58889 | 0.57778 | 0.56667 | 0.55556 | 0.54444 | 0.53333 | 0.52222 | 0.51111 | 0.5 | 0.48889 | 0.47778 | 0.46667 | 0.45556 | 0.44444 | 0.43333 | 0.42222 | 0.41111 | 0.4 | 0.38889 | 0.37778 | 0.36667 | 0.35556 | 0.34444 | 0 | 0.66667 | 0 | 0 | Slope | NaN | 0 | 0 |  | 1 | 0 | 0 | 1 | 0 | 0 | Slope | 2 | NaN | 0 | 0 | 0 | 0 | 0 | 0
8 | 0:01 | [8 empty] | 0 | 0 | 0 | 0 | [13 empty] | #DIV/0! | #DIV/0! | #DIV/0! | #DIV/0! | #DIV/0! | #DIV/0! | #DIV/0! | #DIV/0! | #DIV/0! | #DIV/0! | #DIV/0! | #DIV/0! | #DIV/0! | #DIV/0! | #DIV/0! | #DIV/0! | #DIV/0! | #DIV/0! | #DIV/0! | #DIV/0! | #DIV/0! | #DIV/0! | #DIV/0! | #DIV/0! | #DIV/0! | #DIV/0! | #DIV/0! | #DIV/0! | #DIV/0! | #DIV/0! | #DIV/0! | 0 | 0 | 0 | 0 | 0 | 0 | 0 | 0.05 | 0 | 0 | 0 | 0 | 0 | 0 | 0 | 0 | 0 | 0 | 0 | 0 | 0 | 0 | 0 | 0 | 0 | 0 | 0 | 0 | 0 | 0 | 0 | 0 | 0 | 0 | 0 | 0 | 0 | 0 | 0 | Slope | Slope | Slope | Slope | Slope | Slope | Slope | Slope | Slope | Slope | Slope | Slope | Slope | Slope | Slope | Slope | Slope | Slope | Slope | Slope | Slope | Slope | Slope | Slope | Slope | Slope | Slope | Slope | Slope | Slope | Slope |  | 1 | 1 | 1 | 1 | 1 | 1 | 1 | 1 | 1 | 1 | 1 | 1 | 1 | 1 | 1 | 1 | 1 | 1 | 1 | 1 | 1 | 1 | 1 | 1 | 1 | 1 | 1 | 1 | 1 | 1 | 1 | 0 | #N/A | #N/A | 0 | 0.66667 | 0.66667 | 0.65556 | 0.64444 | 0.63333 | 0.62222 | 0.61111 | 0.6 | 0.58889 | 0.57778 | 0.56667 | 0.55556 | 0.54444 | 0.53333 | 0.52222 | 0.51111 | 0.5 | 0.48889 | 0.47778 | 0.46667 | 0.45556 | 0.44444 | 0.43333 | 0.42222 | 0.41111 | 0.4 | 0.38889 | 0.37778 | 0.36667 | 0.35556 | 0.34444 | 0 | 0.66667 | 0 | 0 | Slope | NaN | 0 | 0 |  | 1 | 0 | 0 | 1 | 0 | 0 | Slope | 2 | NaN | 0 | 0 | 0 | 0 | 0 | 0
9 | 0:01 | [8 empty] | 0 | 0 | 0 | 0 | [13 empty] | #DIV/0! | #DIV/0! | #DIV/0! | #DIV/0! | #DIV/0! | #DIV/0! | #DIV/0! | #DIV/0! | #DIV/0! | #DIV/0! | #DIV/0! | #DIV/0! | #DIV/0! | #DIV/0! | #DIV/0! | #DIV/0! | #DIV/0! | #DIV/0! | #DIV/0! | #DIV/0! | #DIV/0! | #DIV/0! | #DIV/0! | #DIV/0! | #DIV/0! | #DIV/0! | #DIV/0! | #DIV/0! | #DIV/0! | #DIV/0! | #DIV/0! | 0 | 0 | 0 | 0 | 0 | 0 | 0 | 0.05 | 0 | 0 | 0 | 0 | 0 | 0 | 0 | 0 | 0 | 0 | 0 | 0 | 0 | 0 | 0 | 0 | 0 | 0 | 0 | 0 | 0 | 0 | 0 | 0 | 0 | 0 | 0 | 0 | 0 | 0 | 0 | Slope | Slope | Slope | Slope | Slope | Slope | Slope | Slope | Slope | Slope | Slope | Slope | Slope | Slope | Slope | Slope | Slope | Slope | Slope | Slope | Slope | Slope | Slope | Slope | Slope | Slope | Slope | Slope | Slope | Slope | Slope |  | 1 | 1 | 1 | 1 | 1 | 1 | 1 | 1 | 1 | 1 | 1 | 1 | 1 | 1 | 1 | 1 | 1 | 1 | 1 | 1 | 1 | 1 | 1 | 1 | 1 | 1 | 1 | 1 | 1 | 1 | 1 | 0 | #N/A | #N/A | 0 | 0.66667 | 0.66667 | 0.65556 | 0.64444 | 0.63333 | 0.62222 | 0.61111 | 0.6 | 0.58889 | 0.57778 | 0.56667 | 0.55556 | 0.54444 | 0.53333 | 0.52222 | 0.51111 | 0.5 | 0.48889 | 0.47778 | 0.46667 | 0.45556 | 0.44444 | 0.43333 | 0.42222 | 0.41111 | 0.4 | 0.38889 | 0.37778 | 0.36667 | 0.35556 | 0.34444 | 0 | 0.66667 | 0 | 0 | Slope | NaN | 0 | 0 |  | 1 | 0 | 0 | 1 | 0 | 0 | Slope | 2 | NaN | 0 | 0 | 0 | 0 | 0 | 0
10 | 0:01 | [8 empty] | 0 | 0 | 0 | 0 | [13 empty] | #DIV/0! | #DIV/0! | #DIV/0! | #DIV/0! | #DIV/0! | #DIV/0! | #DIV/0! | #DIV/0! | #DIV/0! | #DIV/0! | #DIV/0! | #DIV/0! | #DIV/0! | #DIV/0! | #DIV/0! | #DIV/0! | #DIV/0! | #DIV/0! | #DIV/0! | #DIV/0! | #DIV/0! | #DIV/0! | #DIV/0! | #DIV/0! | #DIV/0! | #DIV/0! | #DIV/0! | #DIV/0! | #DIV/0! | #DIV/0! | #DIV/0! | 0 | 0 | 0 | 0 | 0 | 0 | 0 | 0.05 | 0 | 0 | 0 | 0 | 0 | 0 | 0 | 0 | 0 | 0 | 0 | 0 | 0 | 0 | 0 | 0 | 0 | 0 | 0 | 0 | 0 | 0 | 0 | 0 | 0 | 0 | 0 | 0 | 0 | 0 | 0 | Slope | Slope | Slope | Slope | Slope | Slope | Slope | Slope | Slope | Slope | Slope | Slope | Slope | Slope | Slope | Slope | Slope | Slope | Slope | Slope | Slope | Slope | Slope | Slope | Slope | Slope | Slope | Slope | Slope | Slope | Slope |  | 1 | 1 | 1 | 1 | 1 | 1 | 1 | 1 | 1 | 1 | 1 | 1 | 1 | 1 | 1 | 1 | 1 | 1 | 1 | 1 | 1 | 1 | 1 | 1 | 1 | 1 | 1 | 1 | 1 | 1 | 1 | 0 | #N/A | #N/A | 0 | 0.66667 | 0.66667 | 0.65556 | 0.64444 | 0.63333 | 0.62222 | 0.61111 | 0.6 | 0.58889 | 0.57778 | 0.56667 | 0.55556 | 0.54444 | 0.53333 | 0.52222 | 0.51111 | 0.5 | 0.48889 | 0.47778 | 0.46667 | 0.45556 | 0.44444 | 0.43333 | 0.42222 | 0.41111 | 0.4 | 0.38889 | 0.37778 | 0.36667 | 0.35556 | 0.34444 | 0 | 0.66667 | 0 | 0 | Slope | NaN | 0 | 0 |  | 1 | 0 | 0 | 1 | 0 | 0 | Slope | 2 | NaN | 0 | 0 | 0 | 0 | 0 | 0
11 | 0:02 | [8 empty] | 0 | 0 | 0 | 0 | [13 empty] | #DIV/0! | #DIV/0! | #DIV/0! | #DIV/0! | #DIV/0! | #DIV/0! | #DIV/0! | #DIV/0! | #DIV/0! | #DIV/0! | #DIV/0! | #DIV/0! | #DIV/0! | #DIV/0! | #DIV/0! | #DIV/0! | #DIV/0! | #DIV/0! | #DIV/0! | #DIV/0! | #DIV/0! | #DIV/0! | #DIV/0! | #DIV/0! | #DIV/0! | #DIV/0! | #DIV/0! | #DIV/0! | #DIV/0! | #DIV/0! | #DIV/0! | 0 | 0 | 0 | 0 | 0 | 0 | 0 | 0.05 | 0 | 0 | 0 | 0 | 0 | 0 | 0 | 0 | 0 | 0 | 0 | 0 | 0 | 0 | 0 | 0 | 0 | 0 | 0 | 0 | 0 | 0 | 0 | 0 | 0 | 0 | 0 | 0 | 0 | 0 | 0 | Slope | Slope | Slope | Slope | Slope | Slope | Slope | Slope | Slope | Slope | Slope | Slope | Slope | Slope | Slope | Slope | Slope | Slope | Slope | Slope | Slope | Slope | Slope | Slope | Slope | Slope | Slope | Slope | Slope | Slope | Slope |  | 1 | 1 | 1 | 1 | 1 | 1 | 1 | 1 | 1 | 1 | 1 | 1 | 1 | 1 | 1 | 1 | 1 | 1 | 1 | 1 | 1 | 1 | 1 | 1 | 1 | 1 | 1 | 1 | 1 | 1 | 1 | 0 | #N/A | #N/A | 0 | 0.66667 | 0.66667 | 0.65556 | 0.64444 | 0.63333 | 0.62222 | 0.61111 | 0.6 | 0.58889 | 0.57778 | 0.56667 | 0.55556 | 0.54444 | 0.53333 | 0.52222 | 0.51111 | 0.5 | 0.48889 | 0.47778 | 0.46667 | 0.45556 | 0.44444 | 0.43333 | 0.42222 | 0.41111 | 0.4 | 0.38889 | 0.37778 | 0.36667 | 0.35556 | 0.34444 | 0 | 0.66667 | 0 | 0 | Slope | NaN | 0 | 0 |  | 1 | 0 | 0 | 1 | 0 | 0 | Slope | 2 | NaN | 0 | 0 | 0 | 0 | 0 | 0
12 | 0:02 | [8 empty] | 0 | 0 | 0 | 0 | [13 empty] | #DIV/0! | #DIV/0! | #DIV/0! | #DIV/0! | #DIV/0! | #DIV/0! | #DIV/0! | #DIV/0! | #DIV/0! | #DIV/0! | #DIV/0! | #DIV/0! | #DIV/0! | #DIV/0! | #DIV/0! | #DIV/0! | #DIV/0! | #DIV/0! | #DIV/0! | #DIV/0! | #DIV/0! | #DIV/0! | #DIV/0! | #DIV/0! | #DIV/0! | #DIV/0! | #DIV/0! | #DIV/0! | #DIV/0! | #DIV/0! | #DIV/0! | 0 | 0 | 0 | 0 | 0 | 0 | 0 | 0.05 | 0 | 0 | 0 | 0 | 0 | 0 | 0 | 0 | 0 | 0 | 0 | 0 | 0 | 0 | 0 | 0 | 0 | 0 | 0 | 0 | 0 | 0 | 0 | 0 | 0 | 0 | 0 | 0 | 0 | 0 | 0 | Slope | Slope | Slope | Slope | Slope | Slope | Slope | Slope | Slope | Slope | Slope | Slope | Slope | Slope | Slope | Slope | Slope | Slope | Slope | Slope | Slope | Slope | Slope | Slope | Slope | Slope | Slope | Slope | Slope | Slope | Slope |  | 1 | 1 | 1 | 1 | 1 | 1 | 1 | 1 | 1 | 1 | 1 | 1 | 1 | 1 | 1 | 1 | 1 | 1 | 1 | 1 | 1 | 1 | 1 | 1 | 1 | 1 | 1 | 1 | 1 | 1 | 1 | 0 | #N/A | #N/A | 0 | 0.66667 | 0.66667 | 0.65556 | 0.64444 | 0.63333 | 0.62222 | 0.61111 | 0.6 | 0.58889 | 0.57778 | 0.56667 | 0.55556 | 0.54444 | 0.53333 | 0.52222 | 0.51111 | 0.5 | 0.48889 | 0.47778 | 0.46667 | 0.45556 | 0.44444 | 0.43333 | 0.42222 | 0.41111 | 0.4 | 0.38889 | 0.37778 | 0.36667 | 0.35556 | 0.34444 | 0 | 0.66667 | 0 | 0 | Slope | NaN | 0 | 0 |  | 1 | 0 | 0 | 1 | 0 | 0 | Slope | 2 | NaN | 0 | 0 | 0 | 0 | 0 | 0
13 | 0:02 | [8 empty] | 0 | 0 | 0 | 0 | [13 empty] | #DIV/0! | #DIV/0! | #DIV/0! | #DIV/0! | #DIV/0! | #DIV/0! | #DIV/0! | #DIV/0! | #DIV/0! | #DIV/0! | #DIV/0! | #DIV/0! | #DIV/0! | #DIV/0! | #DIV/0! | #DIV/0! | #DIV/0! | #DIV/0! | #DIV/0! | #DIV/0! | #DIV/0! | #DIV/0! | #DIV/0! | #DIV/0! | #DIV/0! | #DIV/0! | #DIV/0! | #DIV/0! | #DIV/0! | #DIV/0! | #DIV/0! | 0 | 0 | 0 | 0 | 0 | 0 | 0 | 0.05 | 0 | 0 | 0 | 0 | 0 | 0 | 0 | 0 | 0 | 0 | 0 | 0 | 0 | 0 | 0 | 0 | 0 | 0 | 0 | 0 | 0 | 0 | 0 | 0 | 0 | 0 | 0 | 0 | 0 | 0 | 0 | Slope | Slope | Slope | Slope | Slope | Slope | Slope | Slope | Slope | Slope | Slope | Slope | Slope | Slope | Slope | Slope | Slope | Slope | Slope | Slope | Slope | Slope | Slope | Slope | Slope | Slope | Slope | Slope | Slope | Slope | Slope |  | 1 | 1 | 1 | 1 | 1 | 1 | 1 | 1 | 1 | 1 | 1 | 1 | 1 | 1 | 1 | 1 | 1 | 1 | 1 | 1 | 1 | 1 | 1 | 1 | 1 | 1 | 1 | 1 | 1 | 1 | 1 | 0 | #N/A | #N/A | 0 | 0.66667 | 0.66667 | 0.65556 | 0.64444 | 0.63333 | 0.62222 | 0.61111 | 0.6 | 0.58889 | 0.57778 | 0.56667 | 0.55556 | 0.54444 | 0.53333 | 0.52222 | 0.51111 | 0.5 | 0.48889 | 0.47778 | 0.46667 | 0.45556 | 0.44444 | 0.43333 | 0.42222 | 0.41111 | 0.4 | 0.38889 | 0.37778 | 0.36667 | 0.35556 | 0.34444 | 0 | 0.66667 | 0 | 0 | Slope | NaN | 0 | 0 |  | 1 | 0 | 0 | 1 | 0 | 0 | Slope | 2 | NaN | 0 | 0 | 0 | 0 | 0 | 0
14 | 0:02 | [8 empty] | 0 | 0 | 0 | 0 | [13 empty] | #DIV/0! | #DIV/0! | #DIV/0! | #DIV/0! | #DIV/0! | #DIV/0! | #DIV/0! | #DIV/0! | #DIV/0! | #DIV/0! | #DIV/0! | #DIV/0! | #DIV/0! | #DIV/0! | #DIV/0! | #DIV/0! | #DIV/0! | #DIV/0! | #DIV/0! | #DIV/0! | #DIV/0! | #DIV/0! | #DIV/0! | #DIV/0! | #DIV/0! | #DIV/0! | #DIV/0! | #DIV/0! | #DIV/0! | #DIV/0! | #DIV/0! | 0 | 0 | 0 | 0 | 0 | 0 | 0 | 0.05 | 0 | 0 | 0 | 0 | 0 | 0 | 0 | 0 | 0 | 0 | 0 | 0 | 0 | 0 | 0 | 0 | 0 | 0 | 0 | 0 | 0 | 0 | 0 | 0 | 0 | 0 | 0 | 0 | 0 | 0 | 0 | Slope | Slope | Slope | Slope | Slope | Slope | Slope | Slope | Slope | Slope | Slope | Slope | Slope | Slope | Slope | Slope | Slope | Slope | Slope | Slope | Slope | Slope | Slope | Slope | Slope | Slope | Slope | Slope | Slope | Slope | Slope |  | 1 | 1 | 1 | 1 | 1 | 1 | 1 | 1 | 1 | 1 | 1 | 1 | 1 | 1 | 1 | 1 | 1 | 1 | 1 | 1 | 1 | 1 | 1 | 1 | 1 | 1 | 1 | 1 | 1 | 1 | 1 | 0 | #N/A | #N/A | 0 | 0.66667 | 0.66667 | 0.65556 | 0.64444 | 0.63333 | 0.62222 | 0.61111 | 0.6 | 0.58889 | 0.57778 | 0.56667 | 0.55556 | 0.54444 | 0.53333 | 0.52222 | 0.51111 | 0.5 | 0.48889 | 0.47778 | 0.46667 | 0.45556 | 0.44444 | 0.43333 | 0.42222 | 0.41111 | 0.4 | 0.38889 | 0.37778 | 0.36667 | 0.35556 | 0.34444 | 0 | 0.66667 | 0 | 0 | Slope | NaN | 0 | 0 |  | 1 | 0 | 0 | 1 | 0 | 0 | Slope | 2 | NaN | 0 | 0 | 0 | 0 | 0 | 0
15 | 0:02 | [8 empty] | 0 | 0 | 0 | 0 | [13 empty] | #DIV/0! | #DIV/0! | #DIV/0! | #DIV/0! | #DIV/0! | #DIV/0! | #DIV/0! | #DIV/0! | #DIV/0! | #DIV/0! | #DIV/0! | #DIV/0! | #DIV/0! | #DIV/0! | #DIV/0! | #DIV/0! | #DIV/0! | #DIV/0! | #DIV/0! | #DIV/0! | #DIV/0! | #DIV/0! | #DIV/0! | #DIV/0! | #DIV/0! | #DIV/0! | #DIV/0! | #DIV/0! | #DIV/0! | #DIV/0! | #DIV/0! | 0 | 0 | 0 | 0 | 0 | 0 | 0 | 0.05 | 0 | 0 | 0 | 0 | 0 | 0 | 0 | 0 | 0 | 0 | 0 | 0 | 0 | 0 | 0 | 0 | 0 | 0 | 0 | 0 | 0 | 0 | 0 | 0 | 0 | 0 | 0 | 0 | 0 | 0 | 0 | Slope | Slope | Slope | Slope | Slope | Slope | Slope | Slope | Slope | Slope | Slope | Slope | Slope | Slope | Slope | Slope | Slope | Slope | Slope | Slope | Slope | Slope | Slope | Slope | Slope | Slope | Slope | Slope | Slope | Slope | Slope |  | 1 | 1 | 1 | 1 | 1 | 1 | 1 | 1 | 1 | 1 | 1 | 1 | 1 | 1 | 1 | 1 | 1 | 1 | 1 | 1 | 1 | 1 | 1 | 1 | 1 | 1 | 1 | 1 | 1 | 1 | 1 | 0 | #N/A | #N/A | 0 | 0.66667 | 0.66667 | 0.65556 | 0.64444 | 0.63333 | 0.62222 | 0.61111 | 0.6 | 0.58889 | 0.57778 | 0.56667 | 0.55556 | 0.54444 | 0.53333 | 0.52222 | 0.51111 | 0.5 | 0.48889 | 0.47778 | 0.46667 | 0.45556 | 0.44444 | 0.43333 | 0.42222 | 0.41111 | 0.4 | 0.38889 | 0.37778 | 0.36667 | 0.35556 | 0.34444 | 0 | 0.66667 | 0 | 0 | Slope | NaN | 0 | 0 |  | 1 | 0 | 0 | 1 | 0 | 0 | Slope | 2 | NaN | 0 | 0 | 0 | 0 | 0 | 0
16 | 0:02 | [8 empty] | 0 | 0 | 0 | 0 | [13 empty] | #DIV/0! | #DIV/0! | #DIV/0! | #DIV/0! | #DIV/0! | #DIV/0! | #DIV/0! | #DIV/0! | #DIV/0! | #DIV/0! | #DIV/0! | #DIV/0! | #DIV/0! | #DIV/0! | #DIV/0! | #DIV/0! | #DIV/0! | #DIV/0! | #DIV/0! | #DIV/0! | #DIV/0! | #DIV/0! | #DIV/0! | #DIV/0! | #DIV/0! | #DIV/0! | #DIV/0! | #DIV/0! | #DIV/0! | #DIV/0! | #DIV/0! | 0 | 0 | 0 | 0 | 0 | 0 | 0 | 0.05 | 0 | 0 | 0 | 0 | 0 | 0 | 0 | 0 | 0 | 0 | 0 | 0 | 0 | 0 | 0 | 0 | 0 | 0 | 0 | 0 | 0 | 0 | 0 | 0 | 0 | 0 | 0 | 0 | 0 | 0 | 0 | Slope | Slope | Slope | Slope | Slope | Slope | Slope | Slope | Slope | Slope | Slope | Slope | Slope | Slope | Slope | Slope | Slope | Slope | Slope | Slope | Slope | Slope | Slope | Slope | Slope | Slope | Slope | Slope | Slope | Slope | Slope |  | 1 | 1 | 1 | 1 | 1 | 1 | 1 | 1 | 1 | 1 | 1 | 1 | 1 | 1 | 1 | 1 | 1 | 1 | 1 | 1 | 1 | 1 | 1 | 1 | 1 | 1 | 1 | 1 | 1 | 1 | 1 | 0 | #N/A | #N/A | 0 | 0.66667 | 0.66667 | 0.65556 | 0.64444 | 0.63333 | 0.62222 | 0.61111 | 0.6 | 0.58889 | 0.57778 | 0.56667 | 0.55556 | 0.54444 | 0.53333 | 0.52222 | 0.51111 | 0.5 | 0.48889 | 0.47778 | 0.46667 | 0.45556 | 0.44444 | 0.43333 | 0.42222 | 0.41111 | 0.4 | 0.38889 | 0.37778 | 0.36667 | 0.35556 | 0.34444 | 0 | 0.66667 | 0 | 0 | Slope | NaN | 0 | 0 |  | 1 | 0 | 0 | 1 | 0 | 0 | Slope | 2 | NaN | 0 | 0 | 0 | 0 | 0 | 0
17 | 0:03 | [8 empty] | 0 | 0 | 0 | 0 | [13 empty] | #DIV/0! | #DIV/0! | #DIV/0! | #DIV/0! | #DIV/0! | #DIV/0! | #DIV/0! | #DIV/0! | #DIV/0! | #DIV/0! | #DIV/0! | #DIV/0! | #DIV/0! | #DIV/0! | #DIV/0! | #DIV/0! | #DIV/0! | #DIV/0! | #DIV/0! | #DIV/0! | #DIV/0! | #DIV/0! | #DIV/0! | #DIV/0! | #DIV/0! | #DIV/0! | #DIV/0! | #DIV/0! | #DIV/0! | #DIV/0! | #DIV/0! | 0 | 0 | 0 | 0 | 0 | 0 | 0 | 0.05 | 0 | 0 | 0 | 0 | 0 | 0 | 0 | 0 | 0 | 0 | 0 | 0 | 0 | 0 | 0 | 0 | 0 | 0 | 0 | 0 | 0 | 0 | 0 | 0 | 0 | 0 | 0 | 0 | 0 | 0 | 0 | Slope | Slope | Slope | Slope | Slope | Slope | Slope | Slope | Slope | Slope | Slope | Slope | Slope | Slope | Slope | Slope | Slope | Slope | Slope | Slope | Slope | Slope | Slope | Slope | Slope | Slope | Slope | Slope | Slope | Slope | Slope |  | 1 | 1 | 1 | 1 | 1 | 1 | 1 | 1 | 1 | 1 | 1 | 1 | 1 | 1 | 1 | 1 | 1 | 1 | 1 | 1 | 1 | 1 | 1 | 1 | 1 | 1 | 1 | 1 | 1 | 1 | 1 | 0 | #N/A | #N/A | 0 | 0.66667 | 0.66667 | 0.65556 | 0.64444 | 0.63333 | 0.62222 | 0.61111 | 0.6 | 0.58889 | 0.57778 | 0.56667 | 0.55556 | 0.54444 | 0.53333 | 0.52222 | 0.51111 | 0.5 | 0.48889 | 0.47778 | 0.46667 | 0.45556 | 0.44444 | 0.43333 | 0.42222 | 0.41111 | 0.4 | 0.38889 | 0.37778 | 0.36667 | 0.35556 | 0.34444 | 0 | 0.66667 | 0 | 0 | Slope | NaN | 0 | 0 |  | 1 | 0 | 0 | 1 | 0 | 0 | Slope | 2 | NaN | 0 | 0 | 0 | 0 | 0 | 0
18 | 0:03 | [8 empty] | 0 | 0 | 0 | 0 | [13 empty] | #DIV/0! | #DIV/0! | #DIV/0! | #DIV/0! | #DIV/0! | #DIV/0! | #DIV/0! | #DIV/0! | #DIV/0! | #DIV/0! | #DIV/0! | #DIV/0! | #DIV/0! | #DIV/0! | #DIV/0! | #DIV/0! | #DIV/0! | #DIV/0! | #DIV/0! | #DIV/0! | #DIV/0! | #DIV/0! | #DIV/0! | #DIV/0! | #DIV/0! | #DIV/0! | #DIV/0! | #DIV/0! | #DIV/0! | #DIV/0! | #DIV/0! | 0 | 0 | 0 | 0 | 0 | 0 | 0 | 0.05 | 0 | 0 | 0 | 0 | 0 | 0 | 0 | 0 | 0 | 0 | 0 | 0 | 0 | 0 | 0 | 0 | 0 | 0 | 0 | 0 | 0 | 0 | 0 | 0 | 0 | 0 | 0 | 0 | 0 | 0 | 0 | Slope | Slope | Slope | Slope | Slope | Slope | Slope | Slope | Slope | Slope | Slope | Slope | Slope | Slope | Slope | Slope | Slope | Slope | Slope | Slope | Slope | Slope | Slope | Slope | Slope | Slope | Slope | Slope | Slope | Slope | Slope |  | 1 | 1 | 1 | 1 | 1 | 1 | 1 | 1 | 1 | 1 | 1 | 1 | 1 | 1 | 1 | 1 | 1 | 1 | 1 | 1 | 1 | 1 | 1 | 1 | 1 | 1 | 1 | 1 | 1 | 1 | 1 | 0 | #N/A | #N/A | 0 | 0.66667 | 0.66667 | 0.65556 | 0.64444 | 0.63333 | 0.62222 | 0.61111 | 0.6 | 0.58889 | 0.57778 | 0.56667 | 0.55556 | 0.54444 | 0.53333 | 0.52222 | 0.51111 | 0.5 | 0.48889 | 0.47778 | 0.46667 | 0.45556 | 0.44444 | 0.43333 | 0.42222 | 0.41111 | 0.4 | 0.38889 | 0.37778 | 0.36667 | 0.35556 | 0.34444 | 0 | 0.66667 | 0 | 0 | Slope | NaN | 0 | 0 |  | 1 | 0 | 0 | 1 | 0 | 0 | Slope | 2 | NaN | 0 | 0 | 0 | 0 | 0 | 0
19 | 0:03 | [8 empty] | 0 | 0 | 0 | 0 | [13 empty] | #DIV/0! | #DIV/0! | #DIV/0! | #DIV/0! | #DIV/0! | #DIV/0! | #DIV/0! | #DIV/0! | #DIV/0! | #DIV/0! | #DIV/0! | #DIV/0! | #DIV/0! | #DIV/0! | #DIV/0! | #DIV/0! | #DIV/0! | #DIV/0! | #DIV/0! | #DIV/0! | #DIV/0! | #DIV/0! | #DIV/0! | #DIV/0! | #DIV/0! | #DIV/0! | #DIV/0! | #DIV/0! | #DIV/0! | #DIV/0! | #DIV/0! | 0 | 0 | 0 | 0 | 0 | 0 | 0 | 0.05 | 0 | 0 | 0 | 0 | 0 | 0 | 0 | 0 | 0 | 0 | 0 | 0 | 0 | 0 | 0 | 0 | 0 | 0 | 0 | 0 | 0 | 0 | 0 | 0 | 0 | 0 | 0 | 0 | 0 | 0 | 0 | Slope | Slope | Slope | Slope | Slope | Slope | Slope | Slope | Slope | Slope | Slope | Slope | Slope | Slope | Slope | Slope | Slope | Slope | Slope | Slope | Slope | Slope | Slope | Slope | Slope | Slope | Slope | Slope | Slope | Slope | Slope |  | 1 | 1 | 1 | 1 | 1 | 1 | 1 | 1 | 1 | 1 | 1 | 1 | 1 | 1 | 1 | 1 | 1 | 1 | 1 | 1 | 1 | 1 | 1 | 1 | 1 | 1 | 1 | 1 | 1 | 1 | 1 | 0 | #N/A | #N/A | 0 | 0.66667 | 0.66667 | 0.65556 | 0.64444 | 0.63333 | 0.62222 | 0.61111 | 0.6 | 0.58889 | 0.57778 | 0.56667 | 0.55556 | 0.54444 | 0.53333 | 0.52222 | 0.51111 | 0.5 | 0.48889 | 0.47778 | 0.46667 | 0.45556 | 0.44444 | 0.43333 | 0.42222 | 0.41111 | 0.4 | 0.38889 | 0.37778 | 0.36667 | 0.35556 | 0.34444 | 0 | 0.66667 | 0 | 0 | Slope | NaN | 0 | 0 |  | 1 | 0 | 0 | 1 | 0 | 0 | Slope | 2 | NaN | 0 | 0 | 0 | 0 | 0 | 0
20 | 0:03 | [8 empty] | 0 | 0 | 0 | 0 | [13 empty] | #DIV/0! | #DIV/0! | #DIV/0! | #DIV/0! | #DIV/0! | #DIV/0! | #DIV/0! | #DIV/0! | #DIV/0! | #DIV/0! | #DIV/0! | #DIV/0! | #DIV/0! | #DIV/0! | #DIV/0! | #DIV/0! | #DIV/0! | #DIV/0! | #DIV/0! | #DIV/0! | #DIV/0! | #DIV/0! | #DIV/0! | #DIV/0! | #DIV/0! | #DIV/0! | #DIV/0! | #DIV/0! | #DIV/0! | #DIV/0! | #DIV/0! | 0 | 0 | 0 | 0 | 0 | 0 | 0 | 0.05 | 0 | 0 | 0 | 0 | 0 | 0 | 0 | 0 | 0 | 0 | 0 | 0 | 0 | 0 | 0 | 0 | 0 | 0 | 0 | 0 | 0 | 0 | 0 | 0 | 0 | 0 | 0 | 0 | 0 | 0 | 0 | Slope | Slope | Slope | Slope | Slope | Slope | Slope | Slope | Slope | Slope | Slope | Slope | Slope | Slope | Slope | Slope | Slope | Slope | Slope | Slope | Slope | Slope | Slope | Slope | Slope | Slope | Slope | Slope | Slope | Slope | Slope |  | 1 | 1 | 1 | 1 | 1 | 1 | 1 | 1 | 1 | 1 | 1 | 1 | 1 | 1 | 1 | 1 | 1 | 1 | 1 | 1 | 1 | 1 | 1 | 1 | 1 | 1 | 1 | 1 | 1 | 1 | 1 | 0 | #N/A | #N/A | 0 | 0.66667 | 0.66667 | 0.65556 | 0.64444 | 0.63333 | 0.62222 | 0.61111 | 0.6 | 0.58889 | 0.57778 | 0.56667 | 0.55556 | 0.54444 | 0.53333 | 0.52222 | 0.51111 | 0.5 | 0.48889 | 0.47778 | 0.46667 | 0.45556 | 0.44444 | 0.43333 | 0.42222 | 0.41111 | 0.4 | 0.38889 | 0.37778 | 0.36667 | 0.35556 | 0.34444 | 0 | 0.66667 | 0 | 0 | Slope | NaN | 0 | 0 |  | 1 | 0 | 0 | 1 | 0 | 0 | Slope | 2 | NaN | 0 | 0 | 0 | 0 | 0 | 0
21 | 0:03 | [8 empty] | 0 | 0 | 0 | 0 | [13 empty] | #DIV/0! | #DIV/0! | #DIV/0! | #DIV/0! | #DIV/0! | #DIV/0! | #DIV/0! | #DIV/0! | #DIV/0! | #DIV/0! | #DIV/0! | #DIV/0! | #DIV/0! | #DIV/0! | #DIV/0! | #DIV/0! | #DIV/0! | #DIV/0! | #DIV/0! | #DIV/0! | #DIV/0! | #DIV/0! | #DIV/0! | #DIV/0! | #DIV/0! | #DIV/0! | #DIV/0! | #DIV/0! | #DIV/0! | #DIV/0! | #DIV/0! | 0 | 0 | 0 | 0 | 0 | 0 | 0 | 0.05 | 0 | 0 | 0 | 0 | 0 | 0 | 0 | 0 | 0 | 0 | 0 | 0 | 0 | 0 | 0 | 0 | 0 | 0 | 0 | 0 | 0 | 0 | 0 | 0 | 0 | 0 | 0 | 0 | 0 | 0 | 0 | Slope | Slope | Slope | Slope | Slope | Slope | Slope | Slope | Slope | Slope | Slope | Slope | Slope | Slope | Slope | Slope | Slope | Slope | Slope | Slope | Slope | Slope | Slope | Slope | Slope | Slope | Slope | Slope | Slope | Slope | Slope |  | 1 | 1 | 1 | 1 | 1 | 1 | 1 | 1 | 1 | 1 | 1 | 1 | 1 | 1 | 1 | 1 | 1 | 1 | 1 | 1 | 1 | 1 | 1 | 1 | 1 | 1 | 1 | 1 | 1 | 1 | 1 | 0 | #N/A | #N/A | 0 | 0.66667 | 0.66667 | 0.65556 | 0.64444 | 0.63333 | 0.62222 | 0.61111 | 0.6 | 0.58889 | 0.57778 | 0.56667 | 0.55556 | 0.54444 | 0.53333 | 0.52222 | 0.51111 | 0.5 | 0.48889 | 0.47778 | 0.46667 | 0.45556 | 0.44444 | 0.43333 | 0.42222 | 0.41111 | 0.4 | 0.38889 | 0.37778 | 0.36667 | 0.35556 | 0.34444 | 0 | 0.66667 | 0 | 0 | Slope | NaN | 0 | 0 |  | 1 | 0 | 0 | 1 | 0 | 0 | Slope | 2 | NaN | 0 | 0 | 0 | 0 | 0 | 0
22 | 0:04 | [8 empty] | 0 | 0 | 0 | 0 | [13 empty] | #DIV/0! | #DIV/0! | #DIV/0! | #DIV/0! | #DIV/0! | #DIV/0! | #DIV/0! | #DIV/0! | #DIV/0! | #DIV/0! | #DIV/0! | #DIV/0! | #DIV/0! | #DIV/0! | #DIV/0! | #DIV/0! | #DIV/0! | #DIV/0! | #DIV/0! | #DIV/0! | #DIV/0! | #DIV/0! | #DIV/0! | #DIV/0! | #DIV/0! | #DIV/0! | #DIV/0! | #DIV/0! | #DIV/0! | #DIV/0! | #DIV/0! | 0 | 0 | 0 | 0 | 0 | 0 | 0 | 0.05 | 0 | 0 | 0 | 0 | 0 | 0 | 0 | 0 | 0 | 0 | 0 | 0 | 0 | 0 | 0 | 0 | 0 | 0 | 0 | 0 | 0 | 0 | 0 | 0 | 0 | 0 | 0 | 0 | 0 | 0 | 0 | Slope | Slope | Slope | Slope | Slope | Slope | Slope | Slope | Slope | Slope | Slope | Slope | Slope | Slope | Slope | Slope | Slope | Slope | Slope | Slope | Slope | Slope | Slope | Slope | Slope | Slope | Slope | Slope | Slope | Slope | Slope |  | 1 | 1 | 1 | 1 | 1 | 1 | 1 | 1 | 1 | 1 | 1 | 1 | 1 | 1 | 1 | 1 | 1 | 1 | 1 | 1 | 1 | 1 | 1 | 1 | 1 | 1 | 1 | 1 | 1 | 1 | 1 | 0 | #N/A | #N/A | 0 | 0.66667 | 0.66667 | 0.65556 | 0.64444 | 0.63333 | 0.62222 | 0.61111 | 0.6 | 0.58889 | 0.57778 | 0.56667 | 0.55556 | 0.54444 | 0.53333 | 0.52222 | 0.51111 | 0.5 | 0.48889 | 0.47778 | 0.46667 | 0.45556 | 0.44444 | 0.43333 | 0.42222 | 0.41111 | 0.4 | 0.38889 | 0.37778 | 0.36667 | 0.35556 | 0.34444 | 0 | 0.66667 | 0 | 0 | Slope | NaN | 0 | 0 |  | 1 | 0 | 0 | 1 | 0 | 0 | Slope | 2 | NaN | 0 | 0 | 0 | 0 | 0 | 0
23 | 0:04 | [8 empty] | 0 | 0 | 0 | 0 | [13 empty] | #DIV/0! | #DIV/0! | #DIV/0! | #DIV/0! | #DIV/0! | #DIV/0! | #DIV/0! | #DIV/0! | #DIV/0! | #DIV/0! | #DIV/0! | #DIV/0! | #DIV/0! | #DIV/0! | #DIV/0! | #DIV/0! | #DIV/0! | #DIV/0! | #DIV/0! | #DIV/0! | #DIV/0! | #DIV/0! | #DIV/0! | #DIV/0! | #DIV/0! | #DIV/0! | #DIV/0! | #DIV/0! | #DIV/0! | #DIV/0! | #DIV/0! | 0 | 0 | 0 | 0 | 0 | 0 | 0 | 0.05 | 0 | 0 | 0 | 0 | 0 | 0 | 0 | 0 | 0 | 0 | 0 | 0 | 0 | 0 | 0 | 0 | 0 | 0 | 0 | 0 | 0 | 0 | 0 | 0 | 0 | 0 | 0 | 0 | 0 | 0 | 0 | Slope | Slope | Slope | Slope | Slope | Slope | Slope | Slope | Slope | Slope | Slope | Slope | Slope | Slope | Slope | Slope | Slope | Slope | Slope | Slope | Slope | Slope | Slope | Slope | Slope | Slope | Slope | Slope | Slope | Slope | Slope |  | 1 | 1 | 1 | 1 | 1 | 1 | 1 | 1 | 1 | 1 | 1 | 1 | 1 | 1 | 1 | 1 | 1 | 1 | 1 | 1 | 1 | 1 | 1 | 1 | 1 | 1 | 1 | 1 | 1 | 1 | 1 | 0 | #N/A | #N/A | 0 | 0.66667 | 0.66667 | 0.65556 | 0.64444 | 0.63333 | 0.62222 | 0.61111 | 0.6 | 0.58889 | 0.57778 | 0.56667 | 0.55556 | 0.54444 | 0.53333 | 0.52222 | 0.51111 | 0.5 | 0.48889 | 0.47778 | 0.46667 | 0.45556 | 0.44444 | 0.43333 | 0.42222 | 0.41111 | 0.4 | 0.38889 | 0.37778 | 0.36667 | 0.35556 | 0.34444 | 0 | 0.66667 | 0 | 0 | Slope | NaN | 0 | 0 |  | 1 | 0 | 0 | 1 | 0 | 0 | Slope | 2 | NaN | 0 | 0 | 0 | 0 | 0 | 0
24 | 0:04 | [8 empty] | 0 | 0 | 0 | 0 | [13 empty] | #DIV/0! | #DIV/0! | #DIV/0! | #DIV/0! | #DIV/0! | #DIV/0! | #DIV/0! | #DIV/0! | #DIV/0! | #DIV/0! | #DIV/0! | #DIV/0! | #DIV/0! | #DIV/0! | #DIV/0! | #DIV/0! | #DIV/0! | #DIV/0! | #DIV/0! | #DIV/0! | #DIV/0! | #DIV/0! | #DIV/0! | #DIV/0! | #DIV/0! | #DIV/0! | #DIV/0! | #DIV/0! | #DIV/0! | #DIV/0! | #DIV/0! | 0 | 0 | 0 | 0 | 0 | 0 | 0 | 0.05 | 0 | 0 | 0 | 0 | 0 | 0 | 0 | 0 | 0 | 0 | 0 | 0 | 0 | 0 | 0 | 0 | 0 | 0 | 0 | 0 | 0 | 0 | 0 | 0 | 0 | 0 | 0 | 0 | 0 | 0 | 0 | Slope | Slope | Slope | Slope | Slope | Slope | Slope | Slope | Slope | Slope | Slope | Slope | Slope | Slope | Slope | Slope | Slope | Slope | Slope | Slope | Slope | Slope | Slope | Slope | Slope | Slope | Slope | Slope | Slope | Slope | Slope |  | 1 | 1 | 1 | 1 | 1 | 1 | 1 | 1 | 1 | 1 | 1 | 1 | 1 | 1 | 1 | 1 | 1 | 1 | 1 | 1 | 1 | 1 | 1 | 1 | 1 | 1 | 1 | 1 | 1 | 1 | 1 | 0 | #N/A | #N/A | 0 | 0.66667 | 0.66667 | 0.65556 | 0.64444 | 0.63333 | 0.62222 | 0.61111 | 0.6 | 0.58889 | 0.57778 | 0.56667 | 0.55556 | 0.54444 | 0.53333 | 0.52222 | 0.51111 | 0.5 | 0.48889 | 0.47778 | 0.46667 | 0.45556 | 0.44444 | 0.43333 | 0.42222 | 0.41111 | 0.4 | 0.38889 | 0.37778 | 0.36667 | 0.35556 | 0.34444 | 0 | 0.66667 | 0 | 0 | Slope | NaN | 0 | 0 |  | 1 | 0 | 0 | 1 | 0 | 0 | Slope | 2 | NaN | 0 | 0 | 0 | 0 | 0 | 0
25 | 0:04 | [8 empty] | 0 | 0 | 0 | 0 | [13 empty] | #DIV/0! | #DIV/0! | #DIV/0! | #DIV/0! | #DIV/0! | #DIV/0! | #DIV/0! | #DIV/0! | #DIV/0! | #DIV/0! | #DIV/0! | #DIV/0! | #DIV/0! | #DIV/0! | #DIV/0! | #DIV/0! | #DIV/0! | #DIV/0! | #DIV/0! | #DIV/0! | #DIV/0! | #DIV/0! | #DIV/0! | #DIV/0! | #DIV/0! | #DIV/0! | #DIV/0! | #DIV/0! | #DIV/0! | #DIV/0! | #DIV/0! | 0 | 0 | 0 | 0 | 0 | 0 | 0 | 0.05 | 0 | 0 | 0 | 0 | 0 | 0 | 0 | 0 | 0 | 0 | 0 | 0 | 0 | 0 | 0 | 0 | 0 | 0 | 0 | 0 | 0 | 0 | 0 | 0 | 0 | 0 | 0 | 0 | 0 | 0 | 0 | Slope | Slope | Slope | Slope | Slope | Slope | Slope | Slope | Slope | Slope | Slope | Slope | Slope | Slope | Slope | Slope | Slope | Slope | Slope | Slope | Slope | Slope | Slope | Slope | Slope | Slope | Slope | Slope | Slope | Slope | Slope |  | 1 | 1 | 1 | 1 | 1 | 1 | 1 | 1 | 1 | 1 | 1 | 1 | 1 | 1 | 1 | 1 | 1 | 1 | 1 | 1 | 1 | 1 | 1 | 1 | 1 | 1 | 1 | 1 | 1 | 1 | 1 | 0 | #N/A | #N/A | 0 | 0.66667 | 0.66667 | 0.65556 | 0.64444 | 0.63333 | 0.62222 | 0.61111 | 0.6 | 0.58889 | 0.57778 | 0.56667 | 0.55556 | 0.54444 | 0.53333 | 0.52222 | 0.51111 | 0.5 | 0.48889 | 0.47778 | 0.46667 | 0.45556 | 0.44444 | 0.43333 | 0.42222 | 0.41111 | 0.4 | 0.38889 | 0.37778 | 0.36667 | 0.35556 | 0.34444 | 0 | 0.66667 | 0 | 0 | Slope | NaN | 0 | 0 |  | 1 | 0 | 0 | 1 | 0 | 0 | Slope | 2 | NaN | 0 | 0 | 0 | 0 | 0 | 0
26 | 0:04 | [8 empty] | 0 | 0 | 0 | 0 | [13 empty] | #DIV/0! | #DIV/0! | #DIV/0! | #DIV/0! | #DIV/0! | #DIV/0! | #DIV/0! | #DIV/0! | #DIV/0! | #DIV/0! | #DIV/0! | #DIV/0! | #DIV/0! | #DIV/0! | #DIV/0! | #DIV/0! | #DIV/0! | #DIV/0! | #DIV/0! | #DIV/0! | #DIV/0! | #DIV/0! | #DIV/0! | #DIV/0! | #DIV/0! | #DIV/0! | #DIV/0! | #DIV/0! | #DIV/0! | #DIV/0! | #DIV/0! | 0 | 0 | 0 | 0 | 0 | 0 | 0 | 0.05 | 0 | 0 | 0 | 0 | 0 | 0 | 0 | 0 | 0 | 0 | 0 | 0 | 0 | 0 | 0 | 0 | 0 | 0 | 0 | 0 | 0 | 0 | 0 | 0 | 0 | 0 | 0 | 0 | 0 | 0 | 0 | Slope | Slope | Slope | Slope | Slope | Slope | Slope | Slope | Slope | Slope | Slope | Slope | Slope | Slope | Slope | Slope | Slope | Slope | Slope | Slope | Slope | Slope | Slope | Slope | Slope | Slope | Slope | Slope | Slope | Slope | Slope |  | 1 | 1 | 1 | 1 | 1 | 1 | 1 | 1 | 1 | 1 | 1 | 1 | 1 | 1 | 1 | 1 | 1 | 1 | 1 | 1 | 1 | 1 | 1 | 1 | 1 | 1 | 1 | 1 | 1 | 1 | 1 | 0 | #N/A | #N/A | 0 | 0.66667 | 0.66667 | 0.65556 | 0.64444 | 0.63333 | 0.62222 | 0.61111 | 0.6 | 0.58889 | 0.57778 | 0.56667 | 0.55556 | 0.54444 | 0.53333 | 0.52222 | 0.51111 | 0.5 | 0.48889 | 0.47778 | 0.46667 | 0.45556 | 0.44444 | 0.43333 | 0.42222 | 0.41111 | 0.4 | 0.38889 | 0.37778 | 0.36667 | 0.35556 | 0.34444 | 0 | 0.66667 | 0 | 0 | Slope | NaN | 0 | 0 |  | 1 | 0 | 0 | 1 | 0 | 0 | Slope | 2 | NaN | 0 | 0 | 0 | 0 | 0 | 0
27 | 0:04 | [8 empty] | 0 | 0 | 0 | 0 | [13 empty] | #DIV/0! | #DIV/0! | #DIV/0! | #DIV/0! | #DIV/0! | #DIV/0! | #DIV/0! | #DIV/0! | #DIV/0! | #DIV/0! | #DIV/0! | #DIV/0! | #DIV/0! | #DIV/0! | #DIV/0! | #DIV/0! | #DIV/0! | #DIV/0! | #DIV/0! | #DIV/0! | #DIV/0! | #DIV/0! | #DIV/0! | #DIV/0! | #DIV/0! | #DIV/0! | #DIV/0! | #DIV/0! | #DIV/0! | #DIV/0! | #DIV/0! | 0 | 0 | 0 | 0 | 0 | 0 | 0 | 0.05 | 0 | 0 | 0 | 0 | 0 | 0 | 0 | 0 | 0 | 0 | 0 | 0 | 0 | 0 | 0 | 0 | 0 | 0 | 0 | 0 | 0 | 0 | 0 | 0 | 0 | 0 | 0 | 0 | 0 | 0 | 0 | Slope | Slope | Slope | Slope | Slope | Slope | Slope | Slope | Slope | Slope | Slope | Slope | Slope | Slope | Slope | Slope | Slope | Slope | Slope | Slope | Slope | Slope | Slope | Slope | Slope | Slope | Slope | Slope | Slope | Slope | Slope |  | 1 | 1 | 1 | 1 | 1 | 1 | 1 | 1 | 1 | 1 | 1 | 1 | 1 | 1 | 1 | 1 | 1 | 1 | 1 | 1 | 1 | 1 | 1 | 1 | 1 | 1 | 1 | 1 | 1 | 1 | 1 | 0 | #N/A | #N/A | 0 | 0.66667 | 0.66667 | 0.65556 | 0.64444 | 0.63333 | 0.62222 | 0.61111 | 0.6 | 0.58889 | 0.57778 | 0.56667 | 0.55556 | 0.54444 | 0.53333 | 0.52222 | 0.51111 | 0.5 | 0.48889 | 0.47778 | 0.46667 | 0.45556 | 0.44444 | 0.43333 | 0.42222 | 0.41111 | 0.4 | 0.38889 | 0.37778 | 0.36667 | 0.35556 | 0.34444 | 0 | 0.66667 | 0 | 0 | Slope | NaN | 0 | 0 |  | 1 | 0 | 0 | 1 | 0 | 0 | Slope | 2 | NaN | 0 | 0 | 0 | 0 | 0 | 0
28 | 0:05 | [8 empty] | 0 | 0 | 0 | 0 | [13 empty] | #DIV/0! | #DIV/0! | #DIV/0! | #DIV/0! | #DIV/0! | #DIV/0! | #DIV/0! | #DIV/0! | #DIV/0! | #DIV/0! | #DIV/0! | #DIV/0! | #DIV/0! | #DIV/0! | #DIV/0! | #DIV/0! | #DIV/0! | #DIV/0! | #DIV/0! | #DIV/0! | #DIV/0! | #DIV/0! | #DIV/0! | #DIV/0! | #DIV/0! | #DIV/0! | #DIV/0! | #DIV/0! | #DIV/0! | #DIV/0! | #DIV/0! | 0 | 0 | 0 | 0 | 0 | 0 | 0 | 0.05 | 0 | 0 | 0 | 0 | 0 | 0 | 0 | 0 | 0 | 0 | 0 | 0 | 0 | 0 | 0 | 0 | 0 | 0 | 0 | 0 | 0 | 0 | 0 | 0 | 0 | 0 | 0 | 0 | 0 | 0 | 0 | Slope | Slope | Slope | Slope | Slope | Slope | Slope | Slope | Slope | Slope | Slope | Slope | Slope | Slope | Slope | Slope | Slope | Slope | Slope | Slope | Slope | Slope | Slope | Slope | Slope | Slope | Slope | Slope | Slope | Slope | Slope |  | 1 | 1 | 1 | 1 | 1 | 1 | 1 | 1 | 1 | 1 | 1 | 1 | 1 | 1 | 1 | 1 | 1 | 1 | 1 | 1 | 1 | 1 | 1 | 1 | 1 | 1 | 1 | 1 | 1 | 1 | 1 | 0 | #N/A | #N/A | 0 | 0.66667 | 0.66667 | 0.65556 | 0.64444 | 0.63333 | 0.62222 | 0.61111 | 0.6 | 0.58889 | 0.57778 | 0.56667 | 0.55556 | 0.54444 | 0.53333 | 0.52222 | 0.51111 | 0.5 | 0.48889 | 0.47778 | 0.46667 | 0.45556 | 0.44444 | 0.43333 | 0.42222 | 0.41111 | 0.4 | 0.38889 | 0.37778 | 0.36667 | 0.35556 | 0.34444 | 0 | 0.66667 | 0 | 0 | Slope | NaN | 0 | 0 |  | 1 | 0 | 0 | 1 | 0 | 0 | Slope | 2 | NaN | 0 | 0 | 0 | 0 | 0 | 0
29 | 0:05 | [8 empty] | 0 | 0 | 0 | 0 | [13 empty] | #DIV/0! | #DIV/0! | #DIV/0! | #DIV/0! | #DIV/0! | #DIV/0! | #DIV/0! | #DIV/0! | #DIV/0! | #DIV/0! | #DIV/0! | #DIV/0! | #DIV/0! | #DIV/0! | #DIV/0! | #DIV/0! | #DIV/0! | #DIV/0! | #DIV/0! | #DIV/0! | #DIV/0! | #DIV/0! | #DIV/0! | #DIV/0! | #DIV/0! | #DIV/0! | #DIV/0! | #DIV/0! | #DIV/0! | #DIV/0! | #DIV/0! | 0 | 0 | 0 | 0 | 0 | 0 | 0 | 0.05 | 0 | 0 | 0 | 0 | 0 | 0 | 0 | 0 | 0 | 0 | 0 | 0 | 0 | 0 | 0 | 0 | 0 | 0 | 0 | 0 | 0 | 0 | 0 | 0 | 0 | 0 | 0 | 0 | 0 | 0 | 0 | Slope | Slope | Slope | Slope | Slope | Slope | Slope | Slope | Slope | Slope | Slope | Slope | Slope | Slope | Slope | Slope | Slope | Slope | Slope | Slope | Slope | Slope | Slope | Slope | Slope | Slope | Slope | Slope | Slope | Slope | Slope |  | 1 | 1 | 1 | 1 | 1 | 1 | 1 | 1 | 1 | 1 | 1 | 1 | 1 | 1 | 1 | 1 | 1 | 1 | 1 | 1 | 1 | 1 | 1 | 1 | 1 | 1 | 1 | 1 | 1 | 1 | 1 | 0 | #N/A | #N/A | 0 | 0.66667 | 0.66667 | 0.65556 | 0.64444 | 0.63333 | 0.62222 | 0.61111 | 0.6 | 0.58889 | 0.57778 | 0.56667 | 0.55556 | 0.54444 | 0.53333 | 0.52222 | 0.51111 | 0.5 | 0.48889 | 0.47778 | 0.46667 | 0.45556 | 0.44444 | 0.43333 | 0.42222 | 0.41111 | 0.4 | 0.38889 | 0.37778 | 0.36667 | 0.35556 | 0.34444 | 0 | 0.66667 | 0 | 0 | Slope | NaN | 0 | 0 |  | 1 | 0 | 0 | 1 | 0 | 0 | Slope | 2 | NaN | 0 | 0 | 0 | 0 | 0 | 0
30 | 0:05 | [8 empty] | 0 | 0 | 0 | 0 |  | Hourly |  |  |  | Hourly |  |  |  | Hourly |  |  |  | #DIV/0! | #DIV/0! | #DIV/0! | #DIV/0! | #DIV/0! | #DIV/0! | #DIV/0! | #DIV/0! | #DIV/0! | #DIV/0! | #DIV/0! | #DIV/0! | #DIV/0! | #DIV/0! | #DIV/0! | #DIV/0! | #DIV/0! | #DIV/0! | #DIV/0! | #DIV/0! | #DIV/0! | #DIV/0! | #DIV/0! | #DIV/0! | #DIV/0! | #DIV/0! | #DIV/0! | #DIV/0! | #DIV/0! | #DIV/0! | #DIV/0! | 0 | 0 | 0 | 0 | 0 | 0 | 0 | 0.05 | 0 | 0 | 0 | 0 | 0 | 0 | 0 | 0 | 0 | 0 | 0 | 0 | 0 | 0 | 0 | 0 | 0 | 0 | 0 | 0 | 0 | 0 | 0 | 0 | 0 | 0 | 0 | 0 | 0 | 0 | 0 | Slope | Slope | Slope | Slope | Slope | Slope | Slope | Slope | Slope | Slope | Slope | Slope | Slope | Slope | Slope | Slope | Slope | Slope | Slope | Slope | Slope | Slope | Slope | Slope | Slope | Slope | Slope | Slope | Slope | Slope | Slope |  | 1 | 1 | 1 | 1 | 1 | 1 | 1 | 1 | 1 | 1 | 1 | 1 | 1 | 1 | 1 | 1 | 1 | 1 | 1 | 1 | 1 | 1 | 1 | 1 | 1 | 1 | 1 | 1 | 1 | 1 | 1 | 0 | #N/A | #N/A | 0 | 0.66667 | 0.66667 | 0.65556 | 0.64444 | 0.63333 | 0.62222 | 0.61111 | 0.6 | 0.58889 | 0.57778 | 0.56667 | 0.55556 | 0.54444 | 0.53333 | 0.52222 | 0.51111 | 0.5 | 0.48889 | 0.47778 | 0.46667 | 0.45556 | 0.44444 | 0.43333 | 0.42222 | 0.41111 | 0.4 | 0.38889 | 0.37778 | 0.36667 | 0.35556 | 0.34444 | 0 | 0.66667 | 0 | 0 | Slope | NaN | 0 | 0 |  | 1 | 0 | 0 | 1 | 0 | 0 | Slope | 2 | NaN | 0 | 0 | 0 | 0 | 0 | 0
31 | 0:05 | [8 empty] | 0 | 0 | 0 | 0 |  | Score | 0 |  |  | Score | #DIV/0! |  |  | Score | 0 |  |  | #DIV/0! | #DIV/0! | #DIV/0! | #DIV/0! | #DIV/0! | #DIV/0! | #DIV/0! | #DIV/0! | #DIV/0! | #DIV/0! | #DIV/0! | #DIV/0! | #DIV/0! | #DIV/0! | #DIV/0! | #DIV/0! | #DIV/0! | #DIV/0! | #DIV/0! | #DIV/0! | #DIV/0! | #DIV/0! | #DIV/0! | #DIV/0! | #DIV/0! | #DIV/0! | #DIV/0! | #DIV/0! | #DIV/0! | #DIV/0! | #DIV/0! | 0 | 0 | 0 | 0 | 0 | 0 | 0 | 0.05 | 0 | 0 | 0 | 0 | 0 | 0 | 0 | 0 | 0 | 0 | 0 | 0 | 0 | 0 | 0 | 0 | 0 | 0 | 0 | 0 | 0 | 0 | 0 | 0 | 0 | 0 | 0 | 0 | 0 | 0 | 0 | Slope | Slope | Slope | Slope | Slope | Slope | Slope | Slope | Slope | Slope | Slope | Slope | Slope | Slope | Slope | Slope | Slope | Slope | Slope | Slope | Slope | Slope | Slope | Slope | Slope | Slope | Slope | Slope | Slope | Slope | Slope |  | 1 | 1 | 1 | 1 | 1 | 1 | 1 | 1 | 1 | 1 | 1 | 1 | 1 | 1 | 1 | 1 | 1 | 1 | 1 | 1 | 1 | 1 | 1 | 1 | 1 | 1 | 1 | 1 | 1 | 1 | 1 | 0 | #N/A | #N/A | 0 | 0.66667 | 0.66667 | 0.65556 | 0.64444 | 0.63333 | 0.62222 | 0.61111 | 0.6 | 0.58889 | 0.57778 | 0.56667 | 0.55556 | 0.54444 | 0.53333 | 0.52222 | 0.51111 | 0.5 | 0.48889 | 0.47778 | 0.46667 | 0.45556 | 0.44444 | 0.43333 | 0.42222 | 0.41111 | 0.4 | 0.38889 | 0.37778 | 0.36667 | 0.35556 | 0.34444 | 0 | 0.66667 | 0 | 0 | Slope | NaN | 0 | 0 |  | 1 | 0 | 0 | 1 | 0 | 0 | Slope | 2 | NaN | 0 | 0 | 0 | 0 | 0 | 0
32 | 0:05 | [8 empty] | 0 | 0 | 0 | 0 | [13 empty] | #DIV/0! | #DIV/0! | #DIV/0! | #DIV/0! | #DIV/0! | #DIV/0! | #DIV/0! | #DIV/0! | #DIV/0! | #DIV/0! | #DIV/0! | #DIV/0! | #DIV/0! | #DIV/0! | #DIV/0! | #DIV/0! | #DIV/0! | #DIV/0! | #DIV/0! | #DIV/0! | #DIV/0! | #DIV/0! | #DIV/0! | #DIV/0! | #DIV/0! | #DIV/0! | #DIV/0! | #DIV/0! | #DIV/0! | #DIV/0! | #DIV/0! | 0 | 0 | 0 | 0 | 0 | 0 | 0 | 0.05 | 0 | 0 | 0 | 0 | 0 | 0 | 0 | 0 | 0 | 0 | 0 | 0 | 0 | 0 | 0 | 0 | 0 | 0 | 0 | 0 | 0 | 0 | 0 | 0 | 0 | 0 | 0 | 0 | 0 | 0 | 0 | Slope | Slope | Slope | Slope | Slope | Slope | Slope | Slope | Slope | Slope | Slope | Slope | Slope | Slope | Slope | Slope | Slope | Slope | Slope | Slope | Slope | Slope | Slope | Slope | Slope | Slope | Slope | Slope | Slope | Slope | Slope |  | 1 | 1 | 1 | 1 | 1 | 1 | 1 | 1 | 1 | 1 | 1 | 1 | 1 | 1 | 1 | 1 | 1 | 1 | 1 | 1 | 1 | 1 | 1 | 1 | 1 | 1 | 1 | 1 | 1 | 1 | 1 | 0 | #N/A | #N/A | 0 | 0.66667 | 0.66667 | 0.65556 | 0.64444 | 0.63333 | 0.62222 | 0.61111 | 0.6 | 0.58889 | 0.57778 | 0.56667 | 0.55556 | 0.54444 | 0.53333 | 0.52222 | 0.51111 | 0.5 | 0.48889 | 0.47778 | 0.46667 | 0.45556 | 0.44444 | 0.43333 | 0.42222 | 0.41111 | 0.4 | 0.38889 | 0.37778 | 0.36667 | 0.35556 | 0.34444 | 0 | 0.66667 | 0 | 0 | Slope | NaN | 0 | 0 |  | 1 | 0 | 0 | 1 | 0 | 0 | Slope | 2 | NaN | 0 | 0 | 0 | 0 | 0 | 0
33 | 0:05 | [8 empty] | 0 | 0 | 0 | 0 |  | Weight | 0.33333 |  |  | Weight | 0.33333 |  |  | Weight | 0.33333 |  |  | #DIV/0! | #DIV/0! | #DIV/0! | #DIV/0! | #DIV/0! | #DIV/0! | #DIV/0! | #DIV/0! | #DIV/0! | #DIV/0! | #DIV/0! | #DIV/0! | #DIV/0! | #DIV/0! | #DIV/0! | #DIV/0! | #DIV/0! | #DIV/0! | #DIV/0! | #DIV/0! | #DIV/0! | #DIV/0! | #DIV/0! | #DIV/0! | #DIV/0! | #DIV/0! | #DIV/0! | #DIV/0! | #DIV/0! | #DIV/0! | #DIV/0! | 0 | 0 | 0 | 0 | 0 | 0 | 0 | 0.05 | 0 | 0 | 0 | 0 | 0 | 0 | 0 | 0 | 0 | 0 | 0 | 0 | 0 | 0 | 0 | 0 | 0 | 0 | 0 | 0 | 0 | 0 | 0 | 0 | 0 | 0 | 0 | 0 | 0 | 0 | 0 | Slope | Slope | Slope | Slope | Slope | Slope | Slope | Slope | Slope | Slope | Slope | Slope | Slope | Slope | Slope | Slope | Slope | Slope | Slope | Slope | Slope | Slope | Slope | Slope | Slope | Slope | Slope | Slope | Slope | Slope | Slope |  | 1 | 1 | 1 | 1 | 1 | 1 | 1 | 1 | 1 | 1 | 1 | 1 | 1 | 1 | 1 | 1 | 1 | 1 | 1 | 1 | 1 | 1 | 1 | 1 | 1 | 1 | 1 | 1 | 1 | 1 | 1 | 0 | #N/A | #N/A | 0 | 0.66667 | 0.66667 | 0.65556 | 0.64444 | 0.63333 | 0.62222 | 0.61111 | 0.6 | 0.58889 | 0.57778 | 0.56667 | 0.55556 | 0.54444 | 0.53333 | 0.52222 | 0.51111 | 0.5 | 0.48889 | 0.47778 | 0.46667 | 0.45556 | 0.44444 | 0.43333 | 0.42222 | 0.41111 | 0.4 | 0.38889 | 0.37778 | 0.36667 | 0.35556 | 0.34444 | 0 | 0.66667 | 0 | 0 | Slope | NaN | 0 | 0 |  | 1 | 0 | 0 | 1 | 0 | 0 | Slope | 2 | NaN | 0 | 0 | 0 | 0 | 0 | 0
34 | 0:06 | [8 empty] | 0 | 0 | 0 | 0 | [13 empty] | #DIV/0! | #DIV/0! | #DIV/0! | #DIV/0! | #DIV/0! | #DIV/0! | #DIV/0! | #DIV/0! | #DIV/0! | #DIV/0! | #DIV/0! | #DIV/0! | #DIV/0! | #DIV/0! | #DIV/0! | #DIV/0! | #DIV/0! | #DIV/0! | #DIV/0! | #DIV/0! | #DIV/0! | #DIV/0! | #DIV/0! | #DIV/0! | #DIV/0! | #DIV/0! | #DIV/0! | #DIV/0! | #DIV/0! | #DIV/0! | #DIV/0! | 0 | 0 | 0 | 0 | 0 | 0 | 0 | 0.05 | 0 | 0 | 0 | 0 | 0 | 0 | 0 | 0 | 0 | 0 | 0 | 0 | 0 | 0 | 0 | 0 | 0 | 0 | 0 | 0 | 0 | 0 | 0 | 0 | 0 | 0 | 0 | 0 | 0 | 0 | 0 | Slope | Slope | Slope | Slope | Slope | Slope | Slope | Slope | Slope | Slope | Slope | Slope | Slope | Slope | Slope | Slope | Slope | Slope | Slope | Slope | Slope | Slope | Slope | Slope | Slope | Slope | Slope | Slope | Slope | Slope | Slope |  | 1 | 1 | 1 | 1 | 1 | 1 | 1 | 1 | 1 | 1 | 1 | 1 | 1 | 1 | 1 | 1 | 1 | 1 | 1 | 1 | 1 | 1 | 1 | 1 | 1 | 1 | 1 | 1 | 1 | 1 | 1 | 0 | #N/A | #N/A | 0 | 0.66667 | 0.66667 | 0.65556 | 0.64444 | 0.63333 | 0.62222 | 0.61111 | 0.6 | 0.58889 | 0.57778 | 0.56667 | 0.55556 | 0.54444 | 0.53333 | 0.52222 | 0.51111 | 0.5 | 0.48889 | 0.47778 | 0.46667 | 0.45556 | 0.44444 | 0.43333 | 0.42222 | 0.41111 | 0.4 | 0.38889 | 0.37778 | 0.36667 | 0.35556 | 0.34444 | 0 | 0.66667 | 0 | 0 | Slope | NaN | 0 | 0 |  | 1 | 0 | 0 | 1 | 0 | 0 | Slope | 2 | NaN | 0 | 0 | 0 | 0 | 0 | 0
35 | 0:06 | [8 empty] | 0 | 0 | 0 | 0 | [9 empty] | Composite Score | #DIV/0! |  |  | #DIV/0! | #DIV/0! | #DIV/0! | #DIV/0! | #DIV/0! | #DIV/0! | #DIV/0! | #DIV/0! | #DIV/0! | #DIV/0! | #DIV/0! | #DIV/0! | #DIV/0! | #DIV/0! | #DIV/0! | #DIV/0! | #DIV/0! | #DIV/0! | #DIV/0! | #DIV/0! | #DIV/0! | #DIV/0! | #DIV/0! | #DIV/0! | #DIV/0! | #DIV/0! | #DIV/0! | #DIV/0! | #DIV/0! | #DIV/0! | #DIV/0! | 0 | 0 | 0 | 0 | 0 | 0 | 0 | 0.05 | 0 | 0 | 0 | 0 | 0 | 0 | 0 | 0 | 0 | 0 | 0 | 0 | 0 | 0 | 0 | 0 | 0 | 0 | 0 | 0 | 0 | 0 | 0 | 0 | 0 | 0 | 0 | 0 | 0 | 0 | 0 | Slope | Slope | Slope | Slope | Slope | Slope | Slope | Slope | Slope | Slope | Slope | Slope | Slope | Slope | Slope | Slope | Slope | Slope | Slope | Slope | Slope | Slope | Slope | Slope | Slope | Slope | Slope | Slope | Slope | Slope | Slope |  | 1 | 1 | 1 | 1 | 1 | 1 | 1 | 1 | 1 | 1 | 1 | 1 | 1 | 1 | 1 | 1 | 1 | 1 | 1 | 1 | 1 | 1 | 1 | 1 | 1 | 1 | 1 | 1 | 1 | 1 | 1 | 0 | #N/A | #N/A | 0 | 0.66667 | 0.66667 | 0.65556 | 0.64444 | 0.63333 | 0.62222 | 0.61111 | 0.6 | 0.58889 | 0.57778 | 0.56667 | 0.55556 | 0.54444 | 0.53333 | 0.52222 | 0.51111 | 0.5 | 0.48889 | 0.47778 | 0.46667 | 0.45556 | 0.44444 | 0.43333 | 0.42222 | 0.41111 | 0.4 | 0.38889 | 0.37778 | 0.36667 | 0.35556 | 0.34444 | 0 | 0.66667 | 0 | 0 | Slope | NaN | 0 | 0 |  | 1 | 0 | 0 | 1 | 0 | 0 | Slope | 2 | NaN | 0 | 0 | 0 | 0 | 0 | 0
36 | 0:06 | [8 empty] | 0 | 0 | 0 | 0 | [13 empty] | #DIV/0! | #DIV/0! | #DIV/0! | #DIV/0! | #DIV/0! | #DIV/0! | #DIV/0! | #DIV/0! | #DIV/0! | #DIV/0! | #DIV/0! | #DIV/0! | #DIV/0! | #DIV/0! | #DIV/0! | #DIV/0! | #DIV/0! | #DIV/0! | #DIV/0! | #DIV/0! | #DIV/0! | #DIV/0! | #DIV/0! | #DIV/0! | #DIV/0! | #DIV/0! | #DIV/0! | #DIV/0! | #DIV/0! | #DIV/0! | #DIV/0! | 0 | 0 | 0 | 0 | 0 | 0 | 0 | 0.05 | 0 | 0 | 0 | 0 | 0 | 0 | 0 | 0 | 0 | 0 | 0 | 0 | 0 | 0 | 0 | 0 | 0 | 0 | 0 | 0 | 0 | 0 | 0 | 0 | 0 | 0 | 0 | 0 | 0 | 0 | 0 | Slope | Slope | Slope | Slope | Slope | Slope | Slope | Slope | Slope | Slope | Slope | Slope | Slope | Slope | Slope | Slope | Slope | Slope | Slope | Slope | Slope | Slope | Slope | Slope | Slope | Slope | Slope | Slope | Slope | Slope | Slope |  | 1 | 1 | 1 | 1 | 1 | 1 | 1 | 1 | 1 | 1 | 1 | 1 | 1 | 1 | 1 | 1 | 1 | 1 | 1 | 1 | 1 | 1 | 1 | 1 | 1 | 1 | 1 | 1 | 1 | 1 | 1 | 0 | #N/A | #N/A | 0 | 0.66667 | 0.66667 | 0.65556 | 0.64444 | 0.63333 | 0.62222 | 0.61111 | 0.6 | 0.58889 | 0.57778 | 0.56667 | 0.55556 | 0.54444 | 0.53333 | 0.52222 | 0.51111 | 0.5 | 0.48889 | 0.47778 | 0.46667 | 0.45556 | 0.44444 | 0.43333 | 0.42222 | 0.41111 | 0.4 | 0.38889 | 0.37778 | 0.36667 | 0.35556 | 0.34444 | 0 | 0.66667 | 0 | 0 | Slope | NaN | 0 | 0 |  | 1 | 0 | 0 | 1 | 0 | 0 | Slope | 2 | NaN | 0 | 0 | 0 | 0 | 0 | 0
37 | 0:06 | [8 empty] | 0 | 0 | 0 | 0 | [13 empty] | #DIV/0! | #DIV/0! | #DIV/0! | #DIV/0! | #DIV/0! | #DIV/0! | #DIV/0! | #DIV/0! | #DIV/0! | #DIV/0! | #DIV/0! | #DIV/0! | #DIV/0! | #DIV/0! | #DIV/0! | #DIV/0! | #DIV/0! | #DIV/0! | #DIV/0! | #DIV/0! | #DIV/0! | #DIV/0! | #DIV/0! | #DIV/0! | #DIV/0! | #DIV/0! | #DIV/0! | #DIV/0! | #DIV/0! | #DIV/0! | #DIV/0! | 0 | 0 | 0 | 0 | 0 | 0 | 0 | 0.05 | 0 | 0 | 0 | 0 | 0 | 0 | 0 | 0 | 0 | 0 | 0 | 0 | 0 | 0 | 0 | 0 | 0 | 0 | 0 | 0 | 0 | 0 | 0 | 0 | 0 | 0 | 0 | 0 | 0 | 0 | 0 | Slope | Slope | Slope | Slope | Slope | Slope | Slope | Slope | Slope | Slope | Slope | Slope | Slope | Slope | Slope | Slope | Slope | Slope | Slope | Slope | Slope | Slope | Slope | Slope | Slope | Slope | Slope | Slope | Slope | Slope | Slope |  | 1 | 1 | 1 | 1 | 1 | 1 | 1 | 1 | 1 | 1 | 1 | 1 | 1 | 1 | 1 | 1 | 1 | 1 | 1 | 1 | 1 | 1 | 1 | 1 | 1 | 1 | 1 | 1 | 1 | 1 | 1 | 0 | #N/A | #N/A | 0 | 0.66667 | 0.66667 | 0.65556 | 0.64444 | 0.63333 | 0.62222 | 0.61111 | 0.6 | 0.58889 | 0.57778 | 0.56667 | 0.55556 | 0.54444 | 0.53333 | 0.52222 | 0.51111 | 0.5 | 0.48889 | 0.47778 | 0.46667 | 0.45556 | 0.44444 | 0.43333 | 0.42222 | 0.41111 | 0.4 | 0.38889 | 0.37778 | 0.36667 | 0.35556 | 0.34444 | 0 | 0.66667 | 0 | 0 | Slope | NaN | 0 | 0 |  | 1 | 0 | 0 | 1 | 0 | 0 | Slope | 2 | NaN | 0 | 0 | 0 | 0 | 0 | 0
38 | 0:06 | [8 empty] | 0 | 0 | 0 | 0 | [13 empty] | #DIV/0! | #DIV/0! | #DIV/0! | #DIV/0! | #DIV/0! | #DIV/0! | #DIV/0! | #DIV/0! | #DIV/0! | #DIV/0! | #DIV/0! | #DIV/0! | #DIV/0! | #DIV/0! | #DIV/0! | #DIV/0! | #DIV/0! | #DIV/0! | #DIV/0! | #DIV/0! | #DIV/0! | #DIV/0! | #DIV/0! | #DIV/0! | #DIV/0! | #DIV/0! | #DIV/0! | #DIV/0! | #DIV/0! | #DIV/0! | #DIV/0! | 0 | 0 | 0 | 0 | 0 | 0 | 0 | 0.05 | 0 | 0 | 0 | 0 | 0 | 0 | 0 | 0 | 0 | 0 | 0 | 0 | 0 | 0 | 0 | 0 | 0 | 0 | 0 | 0 | 0 | 0 | 0 | 0 | 0 | 0 | 0 | 0 | 0 | 0 | 0 | Slope | Slope | Slope | Slope | Slope | Slope | Slope | Slope | Slope | Slope | Slope | Slope | Slope | Slope | Slope | Slope | Slope | Slope | Slope | Slope | Slope | Slope | Slope | Slope | Slope | Slope | Slope | Slope | Slope | Slope | Slope |  | 1 | 1 | 1 | 1 | 1 | 1 | 1 | 1 | 1 | 1 | 1 | 1 | 1 | 1 | 1 | 1 | 1 | 1 | 1 | 1 | 1 | 1 | 1 | 1 | 1 | 1 | 1 | 1 | 1 | 1 | 1 | 0 | #N/A | #N/A | 0 | 0.66667 | 0.66667 | 0.65556 | 0.64444 | 0.63333 | 0.62222 | 0.61111 | 0.6 | 0.58889 | 0.57778 | 0.56667 | 0.55556 | 0.54444 | 0.53333 | 0.52222 | 0.51111 | 0.5 | 0.48889 | 0.47778 | 0.46667 | 0.45556 | 0.44444 | 0.43333 | 0.42222 | 0.41111 | 0.4 | 0.38889 | 0.37778 | 0.36667 | 0.35556 | 0.34444 | 0 | 0.66667 | 0 | 0 | Slope | NaN | 0 | 0 |  | 1 | 0 | 0 | 1 | 0 | 0 | Slope | 2 | NaN | 0 | 0 | 0 | 0 | 0 | 0
39 | 0:06 | [8 empty] | 0 | 0 | 0 | 0 | [13 empty] | #DIV/0! | #DIV/0! | #DIV/0! | #DIV/0! | #DIV/0! | #DIV/0! | #DIV/0! | #DIV/0! | #DIV/0! | #DIV/0! | #DIV/0! | #DIV/0! | #DIV/0! | #DIV/0! | #DIV/0! | #DIV/0! | #DIV/0! | #DIV/0! | #DIV/0! | #DIV/0! | #DIV/0! | #DIV/0! | #DIV/0! | #DIV/0! | #DIV/0! | #DIV/0! | #DIV/0! | #DIV/0! | #DIV/0! | #DIV/0! | #DIV/0! | 0 | 0 | 0 | 0 | 0 | 0 | 0 | 0.05 | 0 | 0 | 0 | 0 | 0 | 0 | 0 | 0 | 0 | 0 | 0 | 0 | 0 | 0 | 0 | 0 | 0 | 0 | 0 | 0 | 0 | 0 | 0 | 0 | 0 | 0 | 0 | 0 | 0 | 0 | 0 | Slope | Slope | Slope | Slope | Slope | Slope | Slope | Slope | Slope | Slope | Slope | Slope | Slope | Slope | Slope | Slope | Slope | Slope | Slope | Slope | Slope | Slope | Slope | Slope | Slope | Slope | Slope | Slope | Slope | Slope | Slope |  | 1 | 1 | 1 | 1 | 1 | 1 | 1 | 1 | 1 | 1 | 1 | 1 | 1 | 1 | 1 | 1 | 1 | 1 | 1 | 1 | 1 | 1 | 1 | 1 | 1 | 1 | 1 | 1 | 1 | 1 | 1 | 0 | #N/A | #N/A | 0 | 0.66667 | 0.66667 | 0.65556 | 0.64444 | 0.63333 | 0.62222 | 0.61111 | 0.6 | 0.58889 | 0.57778 | 0.56667 | 0.55556 | 0.54444 | 0.53333 | 0.52222 | 0.51111 | 0.5 | 0.48889 | 0.47778 | 0.46667 | 0.45556 | 0.44444 | 0.43333 | 0.42222 | 0.41111 | 0.4 | 0.38889 | 0.37778 | 0.36667 | 0.35556 | 0.34444 | 0 | 0.66667 | 0 | 0 | Slope | NaN | 0 | 0 |  | 1 | 0 | 0 | 1 | 0 | 0 | Slope | 2 | NaN | 0 | 0 | 0 | 0 | 0 | 0
40 | 0:07 | [8 empty] | 0 | 0 | 0 | 0 | [13 empty] | #DIV/0! | #DIV/0! | #DIV/0! | #DIV/0! | #DIV/0! | #DIV/0! | #DIV/0! | #DIV/0! | #DIV/0! | #DIV/0! | #DIV/0! | #DIV/0! | #DIV/0! | #DIV/0! | #DIV/0! | #DIV/0! | #DIV/0! | #DIV/0! | #DIV/0! | #DIV/0! | #DIV/0! | #DIV/0! | #DIV/0! | #DIV/0! | #DIV/0! | #DIV/0! | #DIV/0! | #DIV/0! | #DIV/0! | #DIV/0! | #DIV/0! | 0 | 0 | 0 | 0 | 0 | 0 | 0 | 0.05 | 0 | 0 | 0 | 0 | 0 | 0 | 0 | 0 | 0 | 0 | 0 | 0 | 0 | 0 | 0 | 0 | 0 | 0 | 0 | 0 | 0 | 0 | 0 | 0 | 0 | 0 | 0 | 0 | 0 | 0 | 0 | Slope | Slope | Slope | Slope | Slope | Slope | Slope | Slope | Slope | Slope | Slope | Slope | Slope | Slope | Slope | Slope | Slope | Slope | Slope | Slope | Slope | Slope | Slope | Slope | Slope | Slope | Slope | Slope | Slope | Slope | Slope |  | 1 | 1 | 1 | 1 | 1 | 1 | 1 | 1 | 1 | 1 | 1 | 1 | 1 | 1 | 1 | 1 | 1 | 1 | 1 | 1 | 1 | 1 | 1 | 1 | 1 | 1 | 1 | 1 | 1 | 1 | 1 | 0 | #N/A | #N/A | 0 | 0.66667 | 0.66667 | 0.65556 | 0.64444 | 0.63333 | 0.62222 | 0.61111 | 0.6 | 0.58889 | 0.57778 | 0.56667 | 0.55556 | 0.54444 | 0.53333 | 0.52222 | 0.51111 | 0.5 | 0.48889 | 0.47778 | 0.46667 | 0.45556 | 0.44444 | 0.43333 | 0.42222 | 0.41111 | 0.4 | 0.38889 | 0.37778 | 0.36667 | 0.35556 | 0.34444 | 0 | 0.66667 | 0 | 0 | Slope | NaN | 0 | 0 |  | 1 | 0 | 0 | 1 | 0 | 0 | Slope | 2 | NaN | 0 | 0 | 0 | 0 | 0 | 0
41 | 0:07 | [8 empty] | 0 | 0 | 0 | 0 | [13 empty] | #DIV/0! | #DIV/0! | #DIV/0! | #DIV/0! | #DIV/0! | #DIV/0! | #DIV/0! | #DIV/0! | #DIV/0! | #DIV/0! | #DIV/0! | #DIV/0! | #DIV/0! | #DIV/0! | #DIV/0! | #DIV/0! | #DIV/0! | #DIV/0! | #DIV/0! | #DIV/0! | #DIV/0! | #DIV/0! | #DIV/0! | #DIV/0! | #DIV/0! | #DIV/0! | #DIV/0! | #DIV/0! | #DIV/0! | #DIV/0! | #DIV/0! | 0 | 0 | 0 | 0 | 0 | 0 | 0 | 0.05 | 0 | 0 | 0 | 0 | 0 | 0 | 0 | 0 | 0 | 0 | 0 | 0 | 0 | 0 | 0 | 0 | 0 | 0 | 0 | 0 | 0 | 0 | 0 | 0 | 0 | 0 | 0 | 0 | 0 | 0 | 0 | Slope | Slope | Slope | Slope | Slope | Slope | Slope | Slope | Slope | Slope | Slope | Slope | Slope | Slope | Slope | Slope | Slope | Slope | Slope | Slope | Slope | Slope | Slope | Slope | Slope | Slope | Slope | Slope | Slope | Slope | Slope |  | 1 | 1 | 1 | 1 | 1 | 1 | 1 | 1 | 1 | 1 | 1 | 1 | 1 | 1 | 1 | 1 | 1 | 1 | 1 | 1 | 1 | 1 | 1 | 1 | 1 | 1 | 1 | 1 | 1 | 1 | 1 | 0 | #N/A | #N/A | 0 | 0.66667 | 0.66667 | 0.65556 | 0.64444 | 0.63333 | 0.62222 | 0.61111 | 0.6 | 0.58889 | 0.57778 | 0.56667 | 0.55556 | 0.54444 | 0.53333 | 0.52222 | 0.51111 | 0.5 | 0.48889 | 0.47778 | 0.46667 | 0.45556 | 0.44444 | 0.43333 | 0.42222 | 0.41111 | 0.4 | 0.38889 | 0.37778 | 0.36667 | 0.35556 | 0.34444 | 0 | 0.66667 | 0 | 0 | Slope | NaN | 0 | 0 |  | 1 | 0 | 0 | 1 | 0 | 0 | Slope | 2 | NaN | 0 | 0 | 0 | 0 | 0 | 0
42 | 0:07 | [8 empty] | 0 | 0 | 0 | 0 | [13 empty] | #DIV/0! | #DIV/0! | #DIV/0! | #DIV/0! | #DIV/0! | #DIV/0! | #DIV/0! | #DIV/0! | #DIV/0! | #DIV/0! | #DIV/0! | #DIV/0! | #DIV/0! | #DIV/0! | #DIV/0! | #DIV/0! | #DIV/0! | #DIV/0! | #DIV/0! | #DIV/0! | #DIV/0! | #DIV/0! | #DIV/0! | #DIV/0! | #DIV/0! | #DIV/0! | #DIV/0! | #DIV/0! | #DIV/0! | #DIV/0! | #DIV/0! | 0 | 0 | 0 | 0 | 0 | 0 | 0 | 0.05 | 0 | 0 | 0 | 0 | 0 | 0 | 0 | 0 | 0 | 0 | 0 | 0 | 0 | 0 | 0 | 0 | 0 | 0 | 0 | 0 | 0 | 0 | 0 | 0 | 0 | 0 | 0 | 0 | 0 | 0 | 0 | Slope | Slope | Slope | Slope | Slope | Slope | Slope | Slope | Slope | Slope | Slope | Slope | Slope | Slope | Slope | Slope | Slope | Slope | Slope | Slope | Slope | Slope | Slope | Slope | Slope | Slope | Slope | Slope | Slope | Slope | Slope |  | 1 | 1 | 1 | 1 | 1 | 1 | 1 | 1 | 1 | 1 | 1 | 1 | 1 | 1 | 1 | 1 | 1 | 1 | 1 | 1 | 1 | 1 | 1 | 1 | 1 | 1 | 1 | 1 | 1 | 1 | 1 | 0 | #N/A | #N/A | 0 | 0.66667 | 0.66667 | 0.65556 | 0.64444 | 0.63333 | 0.62222 | 0.61111 | 0.6 | 0.58889 | 0.57778 | 0.56667 | 0.55556 | 0.54444 | 0.53333 | 0.52222 | 0.51111 | 0.5 | 0.48889 | 0.47778 | 0.46667 | 0.45556 | 0.44444 | 0.43333 | 0.42222 | 0.41111 | 0.4 | 0.38889 | 0.37778 | 0.36667 | 0.35556 | 0.34444 | 0 | 0.66667 | 0 | 0 | Slope | NaN | 0 | 0 |  | 1 | 0 | 0 | 1 | 0 | 0 | Slope | 2 | NaN | 0 | 0 | 0 | 0 | 0 | 0
43 | 0:07 | [8 empty] | 0 | 0 | 0 | 0 | [13 empty] | #DIV/0! | #DIV/0! | #DIV/0! | #DIV/0! | #DIV/0! | #DIV/0! | #DIV/0! | #DIV/0! | #DIV/0! | #DIV/0! | #DIV/0! | #DIV/0! | #DIV/0! | #DIV/0! | #DIV/0! | #DIV/0! | #DIV/0! | #DIV/0! | #DIV/0! | #DIV/0! | #DIV/0! | #DIV/0! | #DIV/0! | #DIV/0! | #DIV/0! | #DIV/0! | #DIV/0! | #DIV/0! | #DIV/0! | #DIV/0! | #DIV/0! | 0 | 0 | 0 | 0 | 0 | 0 | 0 | 0.05 | 0 | 0 | 0 | 0 | 0 | 0 | 0 | 0 | 0 | 0 | 0 | 0 | 0 | 0 | 0 | 0 | 0 | 0 | 0 | 0 | 0 | 0 | 0 | 0 | 0 | 0 | 0 | 0 | 0 | 0 | 0 | Slope | Slope | Slope | Slope | Slope | Slope | Slope | Slope | Slope | Slope | Slope | Slope | Slope | Slope | Slope | Slope | Slope | Slope | Slope | Slope | Slope | Slope | Slope | Slope | Slope | Slope | Slope | Slope | Slope | Slope | Slope |  | 1 | 1 | 1 | 1 | 1 | 1 | 1 | 1 | 1 | 1 | 1 | 1 | 1 | 1 | 1 | 1 | 1 | 1 | 1 | 1 | 1 | 1 | 1 | 1 | 1 | 1 | 1 | 1 | 1 | 1 | 1 | 0 | #N/A | #N/A | 0 | 0.66667 | 0.66667 | 0.65556 | 0.64444 | 0.63333 | 0.62222 | 0.61111 | 0.6 | 0.58889 | 0.57778 | 0.56667 | 0.55556 | 0.54444 | 0.53333 | 0.52222 | 0.51111 | 0.5 | 0.48889 | 0.47778 | 0.46667 | 0.45556 | 0.44444 | 0.43333 | 0.42222 | 0.41111 | 0.4 | 0.38889 | 0.37778 | 0.36667 | 0.35556 | 0.34444 | 0 | 0.66667 | 0 | 0 | Slope | NaN | 0 | 0 |  | 1 | 0 | 0 | 1 | 0 | 0 | Slope | 2 | NaN | 0 | 0 | 0 | 0 | 0 | 0
44 | 0:07 | [8 empty] | 0 | 0 | 0 | 0 | [13 empty] | #DIV/0! | #DIV/0! | #DIV/0! | #DIV/0! | #DIV/0! | #DIV/0! | #DIV/0! | #DIV/0! | #DIV/0! | #DIV/0! | #DIV/0! | #DIV/0! | #DIV/0! | #DIV/0! | #DIV/0! | #DIV/0! | #DIV/0! | #DIV/0! | #DIV/0! | #DIV/0! | #DIV/0! | #DIV/0! | #DIV/0! | #DIV/0! | #DIV/0! | #DIV/0! | #DIV/0! | #DIV/0! | #DIV/0! | #DIV/0! | #DIV/0! | 0 | 0 | 0 | 0 | 0 | 0 | 0 | 0.05 | 0 | 0 | 0 | 0 | 0 | 0 | 0 | 0 | 0 | 0 | 0 | 0 | 0 | 0 | 0 | 0 | 0 | 0 | 0 | 0 | 0 | 0 | 0 | 0 | 0 | 0 | 0 | 0 | 0 | 0 | 0 | Slope | Slope | Slope | Slope | Slope | Slope | Slope | Slope | Slope | Slope | Slope | Slope | Slope | Slope | Slope | Slope | Slope | Slope | Slope | Slope | Slope | Slope | Slope | Slope | Slope | Slope | Slope | Slope | Slope | Slope | Slope |  | 1 | 1 | 1 | 1 | 1 | 1 | 1 | 1 | 1 | 1 | 1 | 1 | 1 | 1 | 1 | 1 | 1 | 1 | 1 | 1 | 1 | 1 | 1 | 1 | 1 | 1 | 1 | 1 | 1 | 1 | 1 | 0 | #N/A | #N/A | 0 | 0.66667 | 0.66667 | 0.65556 | 0.64444 | 0.63333 | 0.62222 | 0.61111 | 0.6 | 0.58889 | 0.57778 | 0.56667 | 0.55556 | 0.54444 | 0.53333 | 0.52222 | 0.51111 | 0.5 | 0.48889 | 0.47778 | 0.46667 | 0.45556 | 0.44444 | 0.43333 | 0.42222 | 0.41111 | 0.4 | 0.38889 | 0.37778 | 0.36667 | 0.35556 | 0.34444 | 0 | 0.66667 | 0 | 0 | Slope | NaN | 0 | 0 |  | 1 | 0 | 0 | 1 | 0 | 0 | Slope | 2 | NaN | 0 | 0 | 0 | 0 | 0 | 0
45 | 0:07 | [8 empty] | 0 | 0 | 0 | 0 | [13 empty] | #DIV/0! | #DIV/0! | #DIV/0! | #DIV/0! | #DIV/0! | #DIV/0! | #DIV/0! | #DIV/0! | #DIV/0! | #DIV/0! | #DIV/0! | #DIV/0! | #DIV/0! | #DIV/0! | #DIV/0! | #DIV/0! | #DIV/0! | #DIV/0! | #DIV/0! | #DIV/0! | #DIV/0! | #DIV/0! | #DIV/0! | #DIV/0! | #DIV/0! | #DIV/0! | #DIV/0! | #DIV/0! | #DIV/0! | #DIV/0! | #DIV/0! | 0 | 0 | 0 | 0 | 0 | 0 | 0 | 0.05 | 0 | 0 | 0 | 0 | 0 | 0 | 0 | 0 | 0 | 0 | 0 | 0 | 0 | 0 | 0 | 0 | 0 | 0 | 0 | 0 | 0 | 0 | 0 | 0 | 0 | 0 | 0 | 0 | 0 | 0 | 0 | Slope | Slope | Slope | Slope | Slope | Slope | Slope | Slope | Slope | Slope | Slope | Slope | Slope | Slope | Slope | Slope | Slope | Slope | Slope | Slope | Slope | Slope | Slope | Slope | Slope | Slope | Slope | Slope | Slope | Slope | Slope |  | 1 | 1 | 1 | 1 | 1 | 1 | 1 | 1 | 1 | 1 | 1 | 1 | 1 | 1 | 1 | 1 | 1 | 1 | 1 | 1 | 1 | 1 | 1 | 1 | 1 | 1 | 1 | 1 | 1 | 1 | 1 | 0 | #N/A | #N/A | 0 | 0.66667 | 0.66667 | 0.65556 | 0.64444 | 0.63333 | 0.62222 | 0.61111 | 0.6 | 0.58889 | 0.57778 | 0.56667 | 0.55556 | 0.54444 | 0.53333 | 0.52222 | 0.51111 | 0.5 | 0.48889 | 0.47778 | 0.46667 | 0.45556 | 0.44444 | 0.43333 | 0.42222 | 0.41111 | 0.4 | 0.38889 | 0.37778 | 0.36667 | 0.35556 | 0.34444 | 0 | 0.66667 | 0 | 0 | Slope | NaN | 0 | 0 |  | 1 | 0 | 0 | 1 | 0 | 0 | Slope | 2 | NaN | 0 | 0 | 0 | 0 | 0 | 0
46 | 0:08 | [8 empty] | 0 | 0 | 0 | 0 | [13 empty] | #DIV/0! | #DIV/0! | #DIV/0! | #DIV/0! | #DIV/0! | #DIV/0! | #DIV/0! | #DIV/0! | #DIV/0! | #DIV/0! | #DIV/0! | #DIV/0! | #DIV/0! | #DIV/0! | #DIV/0! | #DIV/0! | #DIV/0! | #DIV/0! | #DIV/0! | #DIV/0! | #DIV/0! | #DIV/0! | #DIV/0! | #DIV/0! | #DIV/0! | #DIV/0! | #DIV/0! | #DIV/0! | #DIV/0! | #DIV/0! | #DIV/0! | 0 | 0 | 0 | 0 | 0 | 0 | 0 | 0.05 | 0 | 0 | 0 | 0 | 0 | 0 | 0 | 0 | 0 | 0 | 0 | 0 | 0 | 0 | 0 | 0 | 0 | 0 | 0 | 0 | 0 | 0 | 0 | 0 | 0 | 0 | 0 | 0 | 0 | 0 | 0 | Slope | Slope | Slope | Slope | Slope | Slope | Slope | Slope | Slope | Slope | Slope | Slope | Slope | Slope | Slope | Slope | Slope | Slope | Slope | Slope | Slope | Slope | Slope | Slope | Slope | Slope | Slope | Slope | Slope | Slope | Slope |  | 1 | 1 | 1 | 1 | 1 | 1 | 1 | 1 | 1 | 1 | 1 | 1 | 1 | 1 | 1 | 1 | 1 | 1 | 1 | 1 | 1 | 1 | 1 | 1 | 1 | 1 | 1 | 1 | 1 | 1 | 1 | 0 | #N/A | #N/A | 0 | 0.66667 | 0.66667 | 0.65556 | 0.64444 | 0.63333 | 0.62222 | 0.61111 | 0.6 | 0.58889 | 0.57778 | 0.56667 | 0.55556 | 0.54444 | 0.53333 | 0.52222 | 0.51111 | 0.5 | 0.48889 | 0.47778 | 0.46667 | 0.45556 | 0.44444 | 0.43333 | 0.42222 | 0.41111 | 0.4 | 0.38889 | 0.37778 | 0.36667 | 0.35556 | 0.34444 | 0 | 0.66667 | 0 | 0 | Slope | NaN | 0 | 0 |  | 1 | 0 | 0 | 1 | 0 | 0 | Slope | 2 | NaN | 0 | 0 | 0 | 0 | 0 | 0
47 | 0:08 | [8 empty] | 0 | 0 | 0 | 0 | [13 empty] | #DIV/0! | #DIV/0! | #DIV/0! | #DIV/0! | #DIV/0! | #DIV/0! | #DIV/0! | #DIV/0! | #DIV/0! | #DIV/0! | #DIV/0! | #DIV/0! | #DIV/0! | #DIV/0! | #DIV/0! | #DIV/0! | #DIV/0! | #DIV/0! | #DIV/0! | #DIV/0! | #DIV/0! | #DIV/0! | #DIV/0! | #DIV/0! | #DIV/0! | #DIV/0! | #DIV/0! | #DIV/0! | #DIV/0! | #DIV/0! | #DIV/0! | 0 | 0 | 0 | 0 | 0 | 0 | 0 | 0.05 | 0 | 0 | 0 | 0 | 0 | 0 | 0 | 0 | 0 | 0 | 0 | 0 | 0 | 0 | 0 | 0 | 0 | 0 | 0 | 0 | 0 | 0 | 0 | 0 | 0 | 0 | 0 | 0 | 0 | 0 | 0 | Slope | Slope | Slope | Slope | Slope | Slope | Slope | Slope | Slope | Slope | Slope | Slope | Slope | Slope | Slope | Slope | Slope | Slope | Slope | Slope | Slope | Slope | Slope | Slope | Slope | Slope | Slope | Slope | Slope | Slope | Slope |  | 1 | 1 | 1 | 1 | 1 | 1 | 1 | 1 | 1 | 1 | 1 | 1 | 1 | 1 | 1 | 1 | 1 | 1 | 1 | 1 | 1 | 1 | 1 | 1 | 1 | 1 | 1 | 1 | 1 | 1 | 1 | 0 | #N/A | #N/A | 0 | 0.66667 | 0.66667 | 0.65556 | 0.64444 | 0.63333 | 0.62222 | 0.61111 | 0.6 | 0.58889 | 0.57778 | 0.56667 | 0.55556 | 0.54444 | 0.53333 | 0.52222 | 0.51111 | 0.5 | 0.48889 | 0.47778 | 0.46667 | 0.45556 | 0.44444 | 0.43333 | 0.42222 | 0.41111 | 0.4 | 0.38889 | 0.37778 | 0.36667 | 0.35556 | 0.34444 | 0 | 0.66667 | 0 | 0 | Slope | NaN | 0 | 0 |  | 1 | 0 | 0 | 1 | 0 | 0 | Slope | 2 | NaN | 0 | 0 | 0 | 0 | 0 | 0
48 | 0:08 | [8 empty] | 0 | 0 | 0 | 0 | [13 empty] | #DIV/0! | #DIV/0! | #DIV/0! | #DIV/0! | #DIV/0! | #DIV/0! | #DIV/0! | #DIV/0! | #DIV/0! | #DIV/0! | #DIV/0! | #DIV/0! | #DIV/0! | #DIV/0! | #DIV/0! | #DIV/0! | #DIV/0! | #DIV/0! | #DIV/0! | #DIV/0! | #DIV/0! | #DIV/0! | #DIV/0! | #DIV/0! | #DIV/0! | #DIV/0! | #DIV/0! | #DIV/0! | #DIV/0! | #DIV/0! | #DIV/0! | 0 | 0 | 0 | 0 | 0 | 0 | 0 | 0.05 | 0 | 0 | 0 | 0 | 0 | 0 | 0 | 0 | 0 | 0 | 0 | 0 | 0 | 0 | 0 | 0 | 0 | 0 | 0 | 0 | 0 | 0 | 0 | 0 | 0 | 0 | 0 | 0 | 0 | 0 | 0 | Slope | Slope | Slope | Slope | Slope | Slope | Slope | Slope | Slope | Slope | Slope | Slope | Slope | Slope | Slope | Slope | Slope | Slope | Slope | Slope | Slope | Slope | Slope | Slope | Slope | Slope | Slope | Slope | Slope | Slope | Slope |  | 1 | 1 | 1 | 1 | 1 | 1 | 1 | 1 | 1 | 1 | 1 | 1 | 1 | 1 | 1 | 1 | 1 | 1 | 1 | 1 | 1 | 1 | 1 | 1 | 1 | 1 | 1 | 1 | 1 | 1 | 1 | 0 | #N/A | #N/A | 0 | 0.66667 | 0.66667 | 0.65556 | 0.64444 | 0.63333 | 0.62222 | 0.61111 | 0.6 | 0.58889 | 0.57778 | 0.56667 | 0.55556 | 0.54444 | 0.53333 | 0.52222 | 0.51111 | 0.5 | 0.48889 | 0.47778 | 0.46667 | 0.45556 | 0.44444 | 0.43333 | 0.42222 | 0.41111 | 0.4 | 0.38889 | 0.37778 | 0.36667 | 0.35556 | 0.34444 | 0 | 0.66667 | 0 | 0 | Slope | NaN | 0 | 0 |  | 1 | 0 | 0 | 1 | 0 | 0 | Slope | 2 | NaN | 0 | 0 | 0 | 0 | 0 | 0
49 | 0:08 | [8 empty] | 0 | 0 | 0 | 0 | [13 empty] | #DIV/0! | #DIV/0! | #DIV/0! | #DIV/0! | #DIV/0! | #DIV/0! | #DIV/0! | #DIV/0! | #DIV/0! | #DIV/0! | #DIV/0! | #DIV/0! | #DIV/0! | #DIV/0! | #DIV/0! | #DIV/0! | #DIV/0! | #DIV/0! | #DIV/0! | #DIV/0! | #DIV/0! | #DIV/0! | #DIV/0! | #DIV/0! | #DIV/0! | #DIV/0! | #DIV/0! | #DIV/0! | #DIV/0! | #DIV/0! | #DIV/0! | 0 | 0 | 0 | 0 | 0 | 0 | 0 | 0.05 | 0 | 0 | 0 | 0 | 0 | 0 | 0 | 0 | 0 | 0 | 0 | 0 | 0 | 0 | 0 | 0 | 0 | 0 | 0 | 0 | 0 | 0 | 0 | 0 | 0 | 0 | 0 | 0 | 0 | 0 | 0 | Slope | Slope | Slope | Slope | Slope | Slope | Slope | Slope | Slope | Slope | Slope | Slope | Slope | Slope | Slope | Slope | Slope | Slope | Slope | Slope | Slope | Slope | Slope | Slope | Slope | Slope | Slope | Slope | Slope | Slope | Slope |  | 1 | 1 | 1 | 1 | 1 | 1 | 1 | 1 | 1 | 1 | 1 | 1 | 1 | 1 | 1 | 1 | 1 | 1 | 1 | 1 | 1 | 1 | 1 | 1 | 1 | 1 | 1 | 1 | 1 | 1 | 1 | 0 | #N/A | #N/A | 0 | 0.66667 | 0.66667 | 0.65556 | 0.64444 | 0.63333 | 0.62222 | 0.61111 | 0.6 | 0.58889 | 0.57778 | 0.56667 | 0.55556 | 0.54444 | 0.53333 | 0.52222 | 0.51111 | 0.5 | 0.48889 | 0.47778 | 0.46667 | 0.45556 | 0.44444 | 0.43333 | 0.42222 | 0.41111 | 0.4 | 0.38889 | 0.37778 | 0.36667 | 0.35556 | 0.34444 | 0 | 0.66667 | 0 | 0 | Slope | NaN | 0 | 0 |  | 1 | 0 | 0 | 1 | 0 | 0 | Slope | 2 | NaN | 0 | 0 | 0 | 0 | 0 | 0
50 | 0:08 | [8 empty] | 0 | 0 | 0 | 0 | [13 empty] | #DIV/0! | #DIV/0! | #DIV/0! | #DIV/0! | #DIV/0! | #DIV/0! | #DIV/0! | #DIV/0! | #DIV/0! | #DIV/0! | #DIV/0! | #DIV/0! | #DIV/0! | #DIV/0! | #DIV/0! | #DIV/0! | #DIV/0! | #DIV/0! | #DIV/0! | #DIV/0! | #DIV/0! | #DIV/0! | #DIV/0! | #DIV/0! | #DIV/0! | #DIV/0! | #DIV/0! | #DIV/0! | #DIV/0! | #DIV/0! | #DIV/0! | 0 | 0 | 0 | 0 | 0 | 0 | 0 | 0.05 | 0 | 0 | 0 | 0 | 0 | 0 | 0 | 0 | 0 | 0 | 0 | 0 | 0 | 0 | 0 | 0 | 0 | 0 | 0 | 0 | 0 | 0 | 0 | 0 | 0 | 0 | 0 | 0 | 0 | 0 | 0 | Slope | Slope | Slope | Slope | Slope | Slope | Slope | Slope | Slope | Slope | Slope | Slope | Slope | Slope | Slope | Slope | Slope | Slope | Slope | Slope | Slope | Slope | Slope | Slope | Slope | Slope | Slope | Slope | Slope | Slope | Slope |  | 1 | 1 | 1 | 1 | 1 | 1 | 1 | 1 | 1 | 1 | 1 | 1 | 1 | 1 | 1 | 1 | 1 | 1 | 1 | 1 | 1 | 1 | 1 | 1 | 1 | 1 | 1 | 1 | 1 | 1 | 1 | 0 | #N/A | #N/A | 0 | 0.66667 | 0.66667 | 0.65556 | 0.64444 | 0.63333 | 0.62222 | 0.61111 | 0.6 | 0.58889 | 0.57778 | 0.56667 | 0.55556 | 0.54444 | 0.53333 | 0.52222 | 0.51111 | 0.5 | 0.48889 | 0.47778 | 0.46667 | 0.45556 | 0.44444 | 0.43333 | 0.42222 | 0.41111 | 0.4 | 0.38889 | 0.37778 | 0.36667 | 0.35556 | 0.34444 | 0 | 0.66667 | 0 | 0 | Slope | NaN | 0 | 0 |  | 1 | 0 | 0 | 1 | 0 | 0 | Slope | 2 | NaN | 0 | 0 | 0 | 0 | 0 | 0
51 | 0:08 | [8 empty] | 0 | 0 | 0 | 0 | [13 empty] | #DIV/0! | #DIV/0! | #DIV/0! | #DIV/0! | #DIV/0! | #DIV/0! | #DIV/0! | #DIV/0! | #DIV/0! | #DIV/0! | #DIV/0! | #DIV/0! | #DIV/0! | #DIV/0! | #DIV/0! | #DIV/0! | #DIV/0! | #DIV/0! | #DIV/0! | #DIV/0! | #DIV/0! | #DIV/0! | #DIV/0! | #DIV/0! | #DIV/0! | #DIV/0! | #DIV/0! | #DIV/0! | #DIV/0! | #DIV/0! | #DIV/0! | 0 | 0 | 0 | 0 | 0 | 0 | 0 | 0.05 | 0 | 0 | 0 | 0 | 0 | 0 | 0 | 0 | 0 | 0 | 0 | 0 | 0 | 0 | 0 | 0 | 0 | 0 | 0 | 0 | 0 | 0 | 0 | 0 | 0 | 0 | 0 | 0 | 0 | 0 | 0 | Slope | Slope | Slope | Slope | Slope | Slope | Slope | Slope | Slope | Slope | Slope | Slope | Slope | Slope | Slope | Slope | Slope | Slope | Slope | Slope | Slope | Slope | Slope | Slope | Slope | Slope | Slope | Slope | Slope | Slope | Slope |  | 1 | 1 | 1 | 1 | 1 | 1 | 1 | 1 | 1 | 1 | 1 | 1 | 1 | 1 | 1 | 1 | 1 | 1 | 1 | 1 | 1 | 1 | 1 | 1 | 1 | 1 | 1 | 1 | 1 | 1 | 1 | 0 | #N/A | #N/A | 0 | 0.66667 | 0.66667 | 0.65556 | 0.64444 | 0.63333 | 0.62222 | 0.61111 | 0.6 | 0.58889 | 0.57778 | 0.56667 | 0.55556 | 0.54444 | 0.53333 | 0.52222 | 0.51111 | 0.5 | 0.48889 | 0.47778 | 0.46667 | 0.45556 | 0.44444 | 0.43333 | 0.42222 | 0.41111 | 0.4 | 0.38889 | 0.37778 | 0.36667 | 0.35556 | 0.34444 | 0 | 0.66667 | 0 | 0 | Slope | NaN | 0 | 0 |  | 1 | 0 | 0 | 1 | 0 | 0 | Slope | 2 | NaN | 0 | 0 | 0 | 0 | 0 | 0
52 | 0:09 | [8 empty] | 0 | 0 | 0 | 0 | [13 empty] | #DIV/0! | #DIV/0! | #DIV/0! | #DIV/0! | #DIV/0! | #DIV/0! | #DIV/0! | #DIV/0! | #DIV/0! | #DIV/0! | #DIV/0! | #DIV/0! | #DIV/0! | #DIV/0! | #DIV/0! | #DIV/0! | #DIV/0! | #DIV/0! | #DIV/0! | #DIV/0! | #DIV/0! | #DIV/0! | #DIV/0! | #DIV/0! | #DIV/0! | #DIV/0! | #DIV/0! | #DIV/0! | #DIV/0! | #DIV/0! | #DIV/0! | 0 | 0 | 0 | 0 | 0 | 0 | 0 | 0.05 | 0 | 0 | 0 | 0 | 0 | 0 | 0 | 0 | 0 | 0 | 0 | 0 | 0 | 0 | 0 | 0 | 0 | 0 | 0 | 0 | 0 | 0 | 0 | 0 | 0 | 0 | 0 | 0 | 0 | 0 | 0 | Slope | Slope | Slope | Slope | Slope | Slope | Slope | Slope | Slope | Slope | Slope | Slope | Slope | Slope | Slope | Slope | Slope | Slope | Slope | Slope | Slope | Slope | Slope | Slope | Slope | Slope | Slope | Slope | Slope | Slope | Slope |  | 1 | 1 | 1 | 1 | 1 | 1 | 1 | 1 | 1 | 1 | 1 | 1 | 1 | 1 | 1 | 1 | 1 | 1 | 1 | 1 | 1 | 1 | 1 | 1 | 1 | 1 | 1 | 1 | 1 | 1 | 1 | 0 | #N/A | #N/A | 0 | 0.66667 | 0.66667 | 0.65556 | 0.64444 | 0.63333 | 0.62222 | 0.61111 | 0.6 | 0.58889 | 0.57778 | 0.56667 | 0.55556 | 0.54444 | 0.53333 | 0.52222 | 0.51111 | 0.5 | 0.48889 | 0.47778 | 0.46667 | 0.45556 | 0.44444 | 0.43333 | 0.42222 | 0.41111 | 0.4 | 0.38889 | 0.37778 | 0.36667 | 0.35556 | 0.34444 | 0 | 0.66667 | 0 | 0 | Slope | NaN | 0 | 0 |  | 1 | 0 | 0 | 1 | 0 | 0 | Slope | 2 | NaN | 0 | 0 | 0 | 0 | 0 | 0
53 | 0:09 | [8 empty] | 0 | 0 | 0 | 0 | [13 empty] | #DIV/0! | #DIV/0! | #DIV/0! | #DIV/0! | #DIV/0! | #DIV/0! | #DIV/0! | #DIV/0! | #DIV/0! | #DIV/0! | #DIV/0! | #DIV/0! | #DIV/0! | #DIV/0! | #DIV/0! | #DIV/0! | #DIV/0! | #DIV/0! | #DIV/0! | #DIV/0! | #DIV/0! | #DIV/0! | #DIV/0! | #DIV/0! | #DIV/0! | #DIV/0! | #DIV/0! | #DIV/0! | #DIV/0! | #DIV/0! | #DIV/0! | 0 | 0 | 0 | 0 | 0 | 0 | 0 | 0.05 | 0 | 0 | 0 | 0 | 0 | 0 | 0 | 0 | 0 | 0 | 0 | 0 | 0 | 0 | 0 | 0 | 0 | 0 | 0 | 0 | 0 | 0 | 0 | 0 | 0 | 0 | 0 | 0 | 0 | 0 | 0 | Slope | Slope | Slope | Slope | Slope | Slope | Slope | Slope | Slope | Slope | Slope | Slope | Slope | Slope | Slope | Slope | Slope | Slope | Slope | Slope | Slope | Slope | Slope | Slope | Slope | Slope | Slope | Slope | Slope | Slope | Slope |  | 1 | 1 | 1 | 1 | 1 | 1 | 1 | 1 | 1 | 1 | 1 | 1 | 1 | 1 | 1 | 1 | 1 | 1 | 1 | 1 | 1 | 1 | 1 | 1 | 1 | 1 | 1 | 1 | 1 | 1 | 1 | 0 | #N/A | #N/A | 0 | 0.66667 | 0.66667 | 0.65556 | 0.64444 | 0.63333 | 0.62222 | 0.61111 | 0.6 | 0.58889 | 0.57778 | 0.56667 | 0.55556 | 0.54444 | 0.53333 | 0.52222 | 0.51111 | 0.5 | 0.48889 | 0.47778 | 0.46667 | 0.45556 | 0.44444 | 0.43333 | 0.42222 | 0.41111 | 0.4 | 0.38889 | 0.37778 | 0.36667 | 0.35556 | 0.34444 | 0 | 0.66667 | 0 | 0 | Slope | NaN | 0 | 0 |  | 1 | 0 | 0 | 1 | 0 | 0 | Slope | 2 | NaN | 0 | 0 | 0 | 0 | 0 | 0
54 | 0:09 | [8 empty] | 0 | 0 | 0 | 0 | [13 empty] | #DIV/0! | #DIV/0! | #DIV/0! | #DIV/0! | #DIV/0! | #DIV/0! | #DIV/0! | #DIV/0! | #DIV/0! | #DIV/0! | #DIV/0! | #DIV/0! | #DIV/0! | #DIV/0! | #DIV/0! | #DIV/0! | #DIV/0! | #DIV/0! | #DIV/0! | #DIV/0! | #DIV/0! | #DIV/0! | #DIV/0! | #DIV/0! | #DIV/0! | #DIV/0! | #DIV/0! | #DIV/0! | #DIV/0! | #DIV/0! | #DIV/0! | 0 | 0 | 0 | 0 | 0 | 0 | 0 | 0.05 | 0 | 0 | 0 | 0 | 0 | 0 | 0 | 0 | 0 | 0 | 0 | 0 | 0 | 0 | 0 | 0 | 0 | 0 | 0 | 0 | 0 | 0 | 0 | 0 | 0 | 0 | 0 | 0 | 0 | 0 | 0 | Slope | Slope | Slope | Slope | Slope | Slope | Slope | Slope | Slope | Slope | Slope | Slope | Slope | Slope | Slope | Slope | Slope | Slope | Slope | Slope | Slope | Slope | Slope | Slope | Slope | Slope | Slope | Slope | Slope | Slope | Slope |  | 1 | 1 | 1 | 1 | 1 | 1 | 1 | 1 | 1 | 1 | 1 | 1 | 1 | 1 | 1 | 1 | 1 | 1 | 1 | 1 | 1 | 1 | 1 | 1 | 1 | 1 | 1 | 1 | 1 | 1 | 1 | 0 | #N/A | #N/A | 0 | 0.66667 | 0.66667 | 0.65556 | 0.64444 | 0.63333 | 0.62222 | 0.61111 | 0.6 | 0.58889 | 0.57778 | 0.56667 | 0.55556 | 0.54444 | 0.53333 | 0.52222 | 0.51111 | 0.5 | 0.48889 | 0.47778 | 0.46667 | 0.45556 | 0.44444 | 0.43333 | 0.42222 | 0.41111 | 0.4 | 0.38889 | 0.37778 | 0.36667 | 0.35556 | 0.34444 | 0 | 0.66667 | 0 | 0 | Slope | NaN | 0 | 0 |  | 1 | 0 | 0 | 1 | 0 | 0 | Slope | 2 | NaN | 0 | 0 | 0 | 0 | 0 | 0
55 | 0:09 | [8 empty] | 0 | 0 | 0 | 0 | [13 empty] | #DIV/0! | #DIV/0! | #DIV/0! | #DIV/0! | #DIV/0! | #DIV/0! | #DIV/0! | #DIV/0! | #DIV/0! | #DIV/0! | #DIV/0! | #DIV/0! | #DIV/0! | #DIV/0! | #DIV/0! | #DIV/0! | #DIV/0! | #DIV/0! | #DIV/0! | #DIV/0! | #DIV/0! | #DIV/0! | #DIV/0! | #DIV/0! | #DIV/0! | #DIV/0! | #DIV/0! | #DIV/0! | #DIV/0! | #DIV/0! | #DIV/0! | 0 | 0 | 0 | 0 | 0 | 0 | 0 | 0.05 | 0 | 0 | 0 | 0 | 0 | 0 | 0 | 0 | 0 | 0 | 0 | 0 | 0 | 0 | 0 | 0 | 0 | 0 | 0 | 0 | 0 | 0 | 0 | 0 | 0 | 0 | 0 | 0 | 0 | 0 | 0 | Slope | Slope | Slope | Slope | Slope | Slope | Slope | Slope | Slope | Slope | Slope | Slope | Slope | Slope | Slope | Slope | Slope | Slope | Slope | Slope | Slope | Slope | Slope | Slope | Slope | Slope | Slope | Slope | Slope | Slope | Slope |  | 1 | 1 | 1 | 1 | 1 | 1 | 1 | 1 | 1 | 1 | 1 | 1 | 1 | 1 | 1 | 1 | 1 | 1 | 1 | 1 | 1 | 1 | 1 | 1 | 1 | 1 | 1 | 1 | 1 | 1 | 1 | 0 | #N/A | #N/A | 0 | 0.66667 | 0.66667 | 0.65556 | 0.64444 | 0.63333 | 0.62222 | 0.61111 | 0.6 | 0.58889 | 0.57778 | 0.56667 | 0.55556 | 0.54444 | 0.53333 | 0.52222 | 0.51111 | 0.5 | 0.48889 | 0.47778 | 0.46667 | 0.45556 | 0.44444 | 0.43333 | 0.42222 | 0.41111 | 0.4 | 0.38889 | 0.37778 | 0.36667 | 0.35556 | 0.34444 | 0 | 0.66667 | 0 | 0 | Slope | NaN | 0 | 0 |  | 1 | 0 | 0 | 1 | 0 | 0 | Slope | 2 | NaN | 0 | 0 | 0 | 0 | 0 | 0
56 | 0:09 | [8 empty] | 0 | 0 | 0 | 0 | 1 = | Correl | 0 | 0% | [9 empty] | #DIV/0! | #DIV/0! | #DIV/0! | #DIV/0! | #DIV/0! | #DIV/0! | #DIV/0! | #DIV/0! | #DIV/0! | #DIV/0! | #DIV/0! | #DIV/0! | #DIV/0! | #DIV/0! | #DIV/0! | #DIV/0! | #DIV/0! | #DIV/0! | #DIV/0! | #DIV/0! | #DIV/0! | #DIV/0! | #DIV/0! | #DIV/0! | #DIV/0! | #DIV/0! | #DIV/0! | #DIV/0! | #DIV/0! | #DIV/0! | #DIV/0! | 0 | 0 | 0 | 0 | 0 | 0 | 0 | 0.05 | 0 | 0 | 0 | 0 | 0 | 0 | 0 | 0 | 0 | 0 | 0 | 0 | 0 | 0 | 0 | 0 | 0 | 0 | 0 | 0 | 0 | 0 | 0 | 0 | 0 | 0 | 0 | 0 | 0 | 0 | 0 | Slope | Slope | Slope | Slope | Slope | Slope | Slope | Slope | Slope | Slope | Slope | Slope | Slope | Slope | Slope | Slope | Slope | Slope | Slope | Slope | Slope | Slope | Slope | Slope | Slope | Slope | Slope | Slope | Slope | Slope | Slope |  | 1 | 1 | 1 | 1 | 1 | 1 | 1 | 1 | 1 | 1 | 1 | 1 | 1 | 1 | 1 | 1 | 1 | 1 | 1 | 1 | 1 | 1 | 1 | 1 | 1 | 1 | 1 | 1 | 1 | 1 | 1 | 0 | #N/A | #N/A | 0 | 0.66667 | 0.66667 | 0.65556 | 0.64444 | 0.63333 | 0.62222 | 0.61111 | 0.6 | 0.58889 | 0.57778 | 0.56667 | 0.55556 | 0.54444 | 0.53333 | 0.52222 | 0.51111 | 0.5 | 0.48889 | 0.47778 | 0.46667 | 0.45556 | 0.44444 | 0.43333 | 0.42222 | 0.41111 | 0.4 | 0.38889 | 0.37778 | 0.36667 | 0.35556 | 0.34444 | 0 | 0.66667 | 0 | 0 | Slope | NaN | 0 | 0 |  | 1 | 0 | 0 | 1 | 0 | 0 | Slope | 2 | NaN | 0 | 0 | 0 | 0 | 0 | 0
57 | 0:09 | [8 empty] | 0 | 0 | 0 | 0 | 2 = | Slope | 360 | 100% | [9 empty] | #DIV/0! | #DIV/0! | #DIV/0! | #DIV/0! | #DIV/0! | #DIV/0! | #DIV/0! | #DIV/0! | #DIV/0! | #DIV/0! | #DIV/0! | #DIV/0! | #DIV/0! | #DIV/0! | #DIV/0! | #DIV/0! | #DIV/0! | #DIV/0! | #DIV/0! | #DIV/0! | #DIV/0! | #DIV/0! | #DIV/0! | #DIV/0! | #DIV/0! | #DIV/0! | #DIV/0! | #DIV/0! | #DIV/0! | #DIV/0! | #DIV/0! | 0 | 0 | 0 | 0 | 0 | 0 | 0 | 0.05 | 0 | 0 | 0 | 0 | 0 | 0 | 0 | 0 | 0 | 0 | 0 | 0 | 0 | 0 | 0 | 0 | 0 | 0 | 0 | 0 | 0 | 0 | 0 | 0 | 0 | 0 | 0 | 0 | 0 | 0 | 0 | Slope | Slope | Slope | Slope | Slope | Slope | Slope | Slope | Slope | Slope | Slope | Slope | Slope | Slope | Slope | Slope | Slope | Slope | Slope | Slope | Slope | Slope | Slope | Slope | Slope | Slope | Slope | Slope | Slope | Slope | Slope |  | 1 | 1 | 1 | 1 | 1 | 1 | 1 | 1 | 1 | 1 | 1 | 1 | 1 | 1 | 1 | 1 | 1 | 1 | 1 | 1 | 1 | 1 | 1 | 1 | 1 | 1 | 1 | 1 | 1 | 1 | 1 | 0 | #N/A | #N/A | 0 | 0.66667 | 0.66667 | 0.65556 | 0.64444 | 0.63333 | 0.62222 | 0.61111 | 0.6 | 0.58889 | 0.57778 | 0.56667 | 0.55556 | 0.54444 | 0.53333 | 0.52222 | 0.51111 | 0.5 | 0.48889 | 0.47778 | 0.46667 | 0.45556 | 0.44444 | 0.43333 | 0.42222 | 0.41111 | 0.4 | 0.38889 | 0.37778 | 0.36667 | 0.35556 | 0.34444 | 0 | 0.66667 | 0 | 0 | Slope | NaN | 0 | 0 |  | 1 | 0 | 0 | 1 | 0 | 0 | Slope | 2 | NaN | 0 | 0 | 0 | 0 | 0 | 0
58 | 0:10 | [8 empty] | 0 | 0 | 0 | 0 |  |  | 360 | [10 empty] | #DIV/0! | #DIV/0! | #DIV/0! | #DIV/0! | #DIV/0! | #DIV/0! | #DIV/0! | #DIV/0! | #DIV/0! | #DIV/0! | #DIV/0! | #DIV/0! | #DIV/0! | #DIV/0! | #DIV/0! | #DIV/0! | #DIV/0! | #DIV/0! | #DIV/0! | #DIV/0! | #DIV/0! | #DIV/0! | #DIV/0! | #DIV/0! | #DIV/0! | #DIV/0! | #DIV/0! | #DIV/0! | #DIV/0! | #DIV/0! | #DIV/0! | 0 | 0 | 0 | 0 | 0 | 0 | 0 | 0.05 | 0 | 0 | 0 | 0 | 0 | 0 | 0 | 0 | 0 | 0 | 0 | 0 | 0 | 0 | 0 | 0 | 0 | 0 | 0 | 0 | 0 | 0 | 0 | 0 | 0 | 0 | 0 | 0 | 0 | 0 | 0 | Slope | Slope | Slope | Slope | Slope | Slope | Slope | Slope | Slope | Slope | Slope | Slope | Slope | Slope | Slope | Slope | Slope | Slope | Slope | Slope | Slope | Slope | Slope | Slope | Slope | Slope | Slope | Slope | Slope | Slope | Slope |  | 1 | 1 | 1 | 1 | 1 | 1 | 1 | 1 | 1 | 1 | 1 | 1 | 1 | 1 | 1 | 1 | 1 | 1 | 1 | 1 | 1 | 1 | 1 | 1 | 1 | 1 | 1 | 1 | 1 | 1 | 1 | 0 | #N/A | #N/A | 0 | 0.66667 | 0.66667 | 0.65556 | 0.64444 | 0.63333 | 0.62222 | 0.61111 | 0.6 | 0.58889 | 0.57778 | 0.56667 | 0.55556 | 0.54444 | 0.53333 | 0.52222 | 0.51111 | 0.5 | 0.48889 | 0.47778 | 0.46667 | 0.45556 | 0.44444 | 0.43333 | 0.42222 | 0.41111 | 0.4 | 0.38889 | 0.37778 | 0.36667 | 0.35556 | 0.34444 | 0 | 0.66667 | 0 | 0 | Slope | NaN | 0 | 0 |  | 1 | 0 | 0 | 1 | 0 | 0 | Slope | 2 | NaN | 0 | 0 | 0 | 0 | 0 | 0
59 | 0:10 | [8 empty] | 0 | 0 | 0 | 0 | [13 empty] | #DIV/0! | #DIV/0! | #DIV/0! | #DIV/0! | #DIV/0! | #DIV/0! | #DIV/0! | #DIV/0! | #DIV/0! | #DIV/0! | #DIV/0! | #DIV/0! | #DIV/0! | #DIV/0! | #DIV/0! | #DIV/0! | #DIV/0! | #DIV/0! | #DIV/0! | #DIV/0! | #DIV/0! | #DIV/0! | #DIV/0! | #DIV/0! | #DIV/0! | #DIV/0! | #DIV/0! | #DIV/0! | #DIV/0! | #DIV/0! | #DIV/0! | 0 | 0 | 0 | 0 | 0 | 0 | 0 | 0.05 | 0 | 0 | 0 | 0 | 0 | 0 | 0 | 0 | 0 | 0 | 0 | 0 | 0 | 0 | 0 | 0 | 0 | 0 | 0 | 0 | 0 | 0 | 0 | 0 | 0 | 0 | 0 | 0 | 0 | 0 | 0 | Slope | Slope | Slope | Slope | Slope | Slope | Slope | Slope | Slope | Slope | Slope | Slope | Slope | Slope | Slope | Slope | Slope | Slope | Slope | Slope | Slope | Slope | Slope | Slope | Slope | Slope | Slope | Slope | Slope | Slope | Slope |  | 1 | 1 | 1 | 1 | 1 | 1 | 1 | 1 | 1 | 1 | 1 | 1 | 1 | 1 | 1 | 1 | 1 | 1 | 1 | 1 | 1 | 1 | 1 | 1 | 1 | 1 | 1 | 1 | 1 | 1 | 1 | 0 | #N/A | #N/A | 0 | 0.66667 | 0.66667 | 0.65556 | 0.64444 | 0.63333 | 0.62222 | 0.61111 | 0.6 | 0.58889 | 0.57778 | 0.56667 | 0.55556 | 0.54444 | 0.53333 | 0.52222 | 0.51111 | 0.5 | 0.48889 | 0.47778 | 0.46667 | 0.45556 | 0.44444 | 0.43333 | 0.42222 | 0.41111 | 0.4 | 0.38889 | 0.37778 | 0.36667 | 0.35556 | 0.34444 | 0 | 0.66667 | 0 | 0 | Slope | NaN | 0 | 0 |  | 1 | 0 | 0 | 1 | 0 | 0 | Slope | 2 | NaN | 0 | 0 | 0 | 0 | 0 | 0
60 | 0:10 | [8 empty] | 0 | 0 | 0 | 0 | [13 empty] | #DIV/0! | #DIV/0! | #DIV/0! | #DIV/0! | #DIV/0! | #DIV/0! | #DIV/0! | #DIV/0! | #DIV/0! | #DIV/0! | #DIV/0! | #DIV/0! | #DIV/0! | #DIV/0! | #DIV/0! | #DIV/0! | #DIV/0! | #DIV/0! | #DIV/0! | #DIV/0! | #DIV/0! | #DIV/0! | #DIV/0! | #DIV/0! | #DIV/0! | #DIV/0! | #DIV/0! | #DIV/0! | #DIV/0! | #DIV/0! | #DIV/0! | 0 | 0 | 0 | 0 | 0 | 0 | 0 | 0.05 | 0 | 0 | 0 | 0 | 0 | 0 | 0 | 0 | 0 | 0 | 0 | 0 | 0 | 0 | 0 | 0 | 0 | 0 | 0 | 0 | 0 | 0 | 0 | 0 | 0 | 0 | 0 | 0 | 0 | 0 | 0 | Slope | Slope | Slope | Slope | Slope | Slope | Slope | Slope | Slope | Slope | Slope | Slope | Slope | Slope | Slope | Slope | Slope | Slope | Slope | Slope | Slope | Slope | Slope | Slope | Slope | Slope | Slope | Slope | Slope | Slope | Slope |  | 1 | 1 | 1 | 1 | 1 | 1 | 1 | 1 | 1 | 1 | 1 | 1 | 1 | 1 | 1 | 1 | 1 | 1 | 1 | 1 | 1 | 1 | 1 | 1 | 1 | 1 | 1 | 1 | 1 | 1 | 1 | 0 | #N/A | #N/A | 0 | 0.66667 | 0.66667 | 0.65556 | 0.64444 | 0.63333 | 0.62222 | 0.61111 | 0.6 | 0.58889 | 0.57778 | 0.56667 | 0.55556 | 0.54444 | 0.53333 | 0.52222 | 0.51111 | 0.5 | 0.48889 | 0.47778 | 0.46667 | 0.45556 | 0.44444 | 0.43333 | 0.42222 | 0.41111 | 0.4 | 0.38889 | 0.37778 | 0.36667 | 0.35556 | 0.34444 | 0 | 0.66667 | 0 | 0 | Slope | NaN | 0 | 0 |  | 1 | 0 | 0 | 1 | 0 | 0 | Slope | 2 | NaN | 0 | 0 | 0 | 0 | 0 | 0
61 | 0:10 | [8 empty] | 0 | 0 | 0 | 0 | [13 empty] | #DIV/0! | #DIV/0! | #DIV/0! | #DIV/0! | #DIV/0! | #DIV/0! | #DIV/0! | #DIV/0! | #DIV/0! | #DIV/0! | #DIV/0! | #DIV/0! | #DIV/0! | #DIV/0! | #DIV/0! | #DIV/0! | #DIV/0! | #DIV/0! | #DIV/0! | #DIV/0! | #DIV/0! | #DIV/0! | #DIV/0! | #DIV/0! | #DIV/0! | #DIV/0! | #DIV/0! | #DIV/0! | #DIV/0! | #DIV/0! | #DIV/0! | 0 | 0 | 0 | 0 | 0 | 0 | 0 | 0.05 | 0 | 0 | 0 | 0 | 0 | 0 | 0 | 0 | 0 | 0 | 0 | 0 | 0 | 0 | 0 | 0 | 0 | 0 | 0 | 0 | 0 | 0 | 0 | 0 | 0 | 0 | 0 | 0 | 0 | 0 | 0 | Slope | Slope | Slope | Slope | Slope | Slope | Slope | Slope | Slope | Slope | Slope | Slope | Slope | Slope | Slope | Slope | Slope | Slope | Slope | Slope | Slope | Slope | Slope | Slope | Slope | Slope | Slope | Slope | Slope | Slope | Slope |  | 1 | 1 | 1 | 1 | 1 | 1 | 1 | 1 | 1 | 1 | 1 | 1 | 1 | 1 | 1 | 1 | 1 | 1 | 1 | 1 | 1 | 1 | 1 | 1 | 1 | 1 | 1 | 1 | 1 | 1 | 1 | 0 | #N/A | #N/A | 0 | 0.66667 | 0.66667 | 0.65556 | 0.64444 | 0.63333 | 0.62222 | 0.61111 | 0.6 | 0.58889 | 0.57778 | 0.56667 | 0.55556 | 0.54444 | 0.53333 | 0.52222 | 0.51111 | 0.5 | 0.48889 | 0.47778 | 0.46667 | 0.45556 | 0.44444 | 0.43333 | 0.42222 | 0.41111 | 0.4 | 0.38889 | 0.37778 | 0.36667 | 0.35556 | 0.34444 | 0 | 0.66667 | 0 | 0 | Slope | NaN | 0 | 0 |  | 1 | 0 | 0 | 1 | 0 | 0 | Slope | 2 | NaN | 0 | 0 | 0 | 0 | 0 | 0
62 | 0:10 | [8 empty] | 0 | 0 | 0 | 0 | [13 empty] | #DIV/0! | #DIV/0! | #DIV/0! | #DIV/0! | #DIV/0! | #DIV/0! | #DIV/0! | #DIV/0! | #DIV/0! | #DIV/0! | #DIV/0! | #DIV/0! | #DIV/0! | #DIV/0! | #DIV/0! | #DIV/0! | #DIV/0! | #DIV/0! | #DIV/0! | #DIV/0! | #DIV/0! | #DIV/0! | #DIV/0! | #DIV/0! | #DIV/0! | #DIV/0! | #DIV/0! | #DIV/0! | #DIV/0! | #DIV/0! | #DIV/0! | 0 | 0 | 0 | 0 | 0 | 0 | 0 | 0.05 | 0 | 0 | 0 | 0 | 0 | 0 | 0 | 0 | 0 | 0 | 0 | 0 | 0 | 0 | 0 | 0 | 0 | 0 | 0 | 0 | 0 | 0 | 0 | 0 | 0 | 0 | 0 | 0 | 0 | 0 | 0 | Slope | Slope | Slope | Slope | Slope | Slope | Slope | Slope | Slope | Slope | Slope | Slope | Slope | Slope | Slope | Slope | Slope | Slope | Slope | Slope | Slope | Slope | Slope | Slope | Slope | Slope | Slope | Slope | Slope | Slope | Slope |  | 1 | 1 | 1 | 1 | 1 | 1 | 1 | 1 | 1 | 1 | 1 | 1 | 1 | 1 | 1 | 1 | 1 | 1 | 1 | 1 | 1 | 1 | 1 | 1 | 1 | 1 | 1 | 1 | 1 | 1 | 1 | 0 | #N/A | #N/A | 0 | 0.66667 | 0.66667 | 0.65556 | 0.64444 | 0.63333 | 0.62222 | 0.61111 | 0.6 | 0.58889 | 0.57778 | 0.56667 | 0.55556 | 0.54444 | 0.53333 | 0.52222 | 0.51111 | 0.5 | 0.48889 | 0.47778 | 0.46667 | 0.45556 | 0.44444 | 0.43333 | 0.42222 | 0.41111 | 0.4 | 0.38889 | 0.37778 | 0.36667 | 0.35556 | 0.34444 | 0 | 0.66667 | 0 | 0 | Slope | NaN | 0 | 0 |  | 1 | 0 | 0 | 1 | 0 | 0 | Slope | 2 | NaN | 0 | 0 | 0 | 0 | 0 | 0
63 | 0:10 | [8 empty] | 0 | 0 | 0 | 0 | [13 empty] | #DIV/0! | #DIV/0! | #DIV/0! | #DIV/0! | #DIV/0! | #DIV/0! | #DIV/0! | #DIV/0! | #DIV/0! | #DIV/0! | #DIV/0! | #DIV/0! | #DIV/0! | #DIV/0! | #DIV/0! | #DIV/0! | #DIV/0! | #DIV/0! | #DIV/0! | #DIV/0! | #DIV/0! | #DIV/0! | #DIV/0! | #DIV/0! | #DIV/0! | #DIV/0! | #DIV/0! | #DIV/0! | #DIV/0! | #DIV/0! | #DIV/0! | 0 | 0 | 0 | 0 | 0 | 0 | 0 | 0.05 | 0 | 0 | 0 | 0 | 0 | 0 | 0 | 0 | 0 | 0 | 0 | 0 | 0 | 0 | 0 | 0 | 0 | 0 | 0 | 0 | 0 | 0 | 0 | 0 | 0 | 0 | 0 | 0 | 0 | 0 | 0 | Slope | Slope | Slope | Slope | Slope | Slope | Slope | Slope | Slope | Slope | Slope | Slope | Slope | Slope | Slope | Slope | Slope | Slope | Slope | Slope | Slope | Slope | Slope | Slope | Slope | Slope | Slope | Slope | Slope | Slope | Slope |  | 1 | 1 | 1 | 1 | 1 | 1 | 1 | 1 | 1 | 1 | 1 | 1 | 1 | 1 | 1 | 1 | 1 | 1 | 1 | 1 | 1 | 1 | 1 | 1 | 1 | 1 | 1 | 1 | 1 | 1 | 1 | 0 | #N/A | #N/A | 0 | 0.66667 | 0.66667 | 0.65556 | 0.64444 | 0.63333 | 0.62222 | 0.61111 | 0.6 | 0.58889 | 0.57778 | 0.56667 | 0.55556 | 0.54444 | 0.53333 | 0.52222 | 0.51111 | 0.5 | 0.48889 | 0.47778 | 0.46667 | 0.45556 | 0.44444 | 0.43333 | 0.42222 | 0.41111 | 0.4 | 0.38889 | 0.37778 | 0.36667 | 0.35556 | 0.34444 | 0 | 0.66667 | 0 | 0 | Slope | NaN | 0 | 0 |  | 1 | 0 | 0 | 1 | 0 | 0 | Slope | 2 | NaN | 0 | 0 | 0 | 0 | 0 | 0
64 | 0:11 | [8 empty] | 0 | 0 | 0 | 0 | 0 | [12 empty] | #DIV/0! | #DIV/0! | #DIV/0! | #DIV/0! | #DIV/0! | #DIV/0! | #DIV/0! | #DIV/0! | #DIV/0! | #DIV/0! | #DIV/0! | #DIV/0! | #DIV/0! | #DIV/0! | #DIV/0! | #DIV/0! | #DIV/0! | #DIV/0! | #DIV/0! | #DIV/0! | #DIV/0! | #DIV/0! | #DIV/0! | #DIV/0! | #DIV/0! | #DIV/0! | #DIV/0! | #DIV/0! | #DIV/0! | #DIV/0! | #DIV/0! | 0 | 0 | 0 | 0 | 0 | 0 | 0 | 0.05 | 0 | 0 | 0 | 0 | 0 | 0 | 0 | 0 | 0 | 0 | 0 | 0 | 0 | 0 | 0 | 0 | 0 | 0 | 0 | 0 | 0 | 0 | 0 | 0 | 0 | 0 | 0 | 0 | 0 | 0 | 0 | Slope | Slope | Slope | Slope | Slope | Slope | Slope | Slope | Slope | Slope | Slope | Slope | Slope | Slope | Slope | Slope | Slope | Slope | Slope | Slope | Slope | Slope | Slope | Slope | Slope | Slope | Slope | Slope | Slope | Slope | Slope |  | 1 | 1 | 1 | 1 | 1 | 1 | 1 | 1 | 1 | 1 | 1 | 1 | 1 | 1 | 1 | 1 | 1 | 1 | 1 | 1 | 1 | 1 | 1 | 1 | 1 | 1 | 1 | 1 | 1 | 1 | 1 | 0 | #N/A | #N/A | 0 | 0.66667 | 0.66667 | 0.65556 | 0.64444 | 0.63333 | 0.62222 | 0.61111 | 0.6 | 0.58889 | 0.57778 | 0.56667 | 0.55556 | 0.54444 | 0.53333 | 0.52222 | 0.51111 | 0.5 | 0.48889 | 0.47778 | 0.46667 | 0.45556 | 0.44444 | 0.43333 | 0.42222 | 0.41111 | 0.4 | 0.38889 | 0.37778 | 0.36667 | 0.35556 | 0.34444 | 0 | 0.66667 | 0 | 0 | Slope | NaN | 0 | 0 |  | 1 | 0 | 0 | 1 | 0 | 0 | Slope | 2 | NaN | 0 | 0 | 0 | 0 | 0 | 0
65 | 0:11 | [8 empty] | 0 | 0 | 0 | 0 | [9 empty] | Correl | Slope | Acc Score |  | #DIV/0! | #DIV/0! | #DIV/0! | #DIV/0! | #DIV/0! | #DIV/0! | #DIV/0! | #DIV/0! | #DIV/0! | #DIV/0! | #DIV/0! | #DIV/0! | #DIV/0! | #DIV/0! | #DIV/0! | #DIV/0! | #DIV/0! | #DIV/0! | #DIV/0! | #DIV/0! | #DIV/0! | #DIV/0! | #DIV/0! | #DIV/0! | #DIV/0! | #DIV/0! | #DIV/0! | #DIV/0! | #DIV/0! | #DIV/0! | #DIV/0! | 0 | 0 | 0 | 0 | 0 | 0 | 0 | 0.05 | 0 | 0 | 0 | 0 | 0 | 0 | 0 | 0 | 0 | 0 | 0 | 0 | 0 | 0 | 0 | 0 | 0 | 0 | 0 | 0 | 0 | 0 | 0 | 0 | 0 | 0 | 0 | 0 | 0 | 0 | 0 | Slope | Slope | Slope | Slope | Slope | Slope | Slope | Slope | Slope | Slope | Slope | Slope | Slope | Slope | Slope | Slope | Slope | Slope | Slope | Slope | Slope | Slope | Slope | Slope | Slope | Slope | Slope | Slope | Slope | Slope | Slope |  | 1 | 1 | 1 | 1 | 1 | 1 | 1 | 1 | 1 | 1 | 1 | 1 | 1 | 1 | 1 | 1 | 1 | 1 | 1 | 1 | 1 | 1 | 1 | 1 | 1 | 1 | 1 | 1 | 1 | 1 | 1 | 0 | #N/A | #N/A | 0 | 0.66667 | 0.66667 | 0.65556 | 0.64444 | 0.63333 | 0.62222 | 0.61111 | 0.6 | 0.58889 | 0.57778 | 0.56667 | 0.55556 | 0.54444 | 0.53333 | 0.52222 | 0.51111 | 0.5 | 0.48889 | 0.47778 | 0.46667 | 0.45556 | 0.44444 | 0.43333 | 0.42222 | 0.41111 | 0.4 | 0.38889 | 0.37778 | 0.36667 | 0.35556 | 0.34444 | 0 | 0.66667 | 0 | 0 | Slope | NaN | 0 | 0 |  | 1 | 0 | 0 | 1 | 0 | 0 | Slope | 2 | NaN | 0 | 0 | 0 | 0 | 0 | 0
66 | 0:11 | [8 empty] | 0 | 0 | 0 | 0 |  | Limit | Correl | Slope | Acc Score | Limit per Minute | Per 5 Minute |  |  | 0% | 100% | 0 |  | #DIV/0! | #DIV/0! | #DIV/0! | #DIV/0! | #DIV/0! | #DIV/0! | #DIV/0! | #DIV/0! | #DIV/0! | #DIV/0! | #DIV/0! | #DIV/0! | #DIV/0! | #DIV/0! | #DIV/0! | #DIV/0! | #DIV/0! | #DIV/0! | #DIV/0! | #DIV/0! | #DIV/0! | #DIV/0! | #DIV/0! | #DIV/0! | #DIV/0! | #DIV/0! | #DIV/0! | #DIV/0! | #DIV/0! | #DIV/0! | #DIV/0! | 0 | 0 | 0 | 0 | 0 | 0 | 0 | 0.05 | 0 | 0 | 0 | 0 | 0 | 0 | 0 | 0 | 0 | 0 | 0 | 0 | 0 | 0 | 0 | 0 | 0 | 0 | 0 | 0 | 0 | 0 | 0 | 0 | 0 | 0 | 0 | 0 | 0 | 0 | 0 | Slope | Slope | Slope | Slope | Slope | Slope | Slope | Slope | Slope | Slope | Slope | Slope | Slope | Slope | Slope | Slope | Slope | Slope | Slope | Slope | Slope | Slope | Slope | Slope | Slope | Slope | Slope | Slope | Slope | Slope | Slope |  | 1 | 1 | 1 | 1 | 1 | 1 | 1 | 1 | 1 | 1 | 1 | 1 | 1 | 1 | 1 | 1 | 1 | 1 | 1 | 1 | 1 | 1 | 1 | 1 | 1 | 1 | 1 | 1 | 1 | 1 | 1 | 0 | #N/A | #N/A | 0 | 0.66667 | 0.66667 | 0.65556 | 0.64444 | 0.63333 | 0.62222 | 0.61111 | 0.6 | 0.58889 | 0.57778 | 0.56667 | 0.55556 | 0.54444 | 0.53333 | 0.52222 | 0.51111 | 0.5 | 0.48889 | 0.47778 | 0.46667 | 0.45556 | 0.44444 | 0.43333 | 0.42222 | 0.41111 | 0.4 | 0.38889 | 0.37778 | 0.36667 | 0.35556 | 0.34444 | 0 | 0.66667 | 0 | 0 | Slope | NaN | 0 | 0 |  | 1 | 0 | 0 | 1 | 0 | 0 | Slope | 2 | NaN | 0 | 0 | 0 | 0 | 0 | 0
67 | 0:11 | [8 empty] | 0 | 0 | 0 | 0 |  | 0.0001 | 96.07% | 3.927% | 0.79015 | 0.06% | 0.3% |  | 0.0001 | 0.96073 | 0.039275 | 0.79015 |  | #DIV/0! | #DIV/0! | #DIV/0! | #DIV/0! | #DIV/0! | #DIV/0! | #DIV/0! | #DIV/0! | #DIV/0! | #DIV/0! | #DIV/0! | #DIV/0! | #DIV/0! | #DIV/0! | #DIV/0! | #DIV/0! | #DIV/0! | #DIV/0! | #DIV/0! | #DIV/0! | #DIV/0! | #DIV/0! | #DIV/0! | #DIV/0! | #DIV/0! | #DIV/0! | #DIV/0! | #DIV/0! | #DIV/0! | #DIV/0! | #DIV/0! | 0 | 0 | 0 | 0 | 0 | 0 | 0 | 0.05 | 0 | 0 | 0 | 0 | 0 | 0 | 0 | 0 | 0 | 0 | 0 | 0 | 0 | 0 | 0 | 0 | 0 | 0 | 0 | 0 | 0 | 0 | 0 | 0 | 0 | 0 | 0 | 0 | 0 | 0 | 0 | Slope | Slope | Slope | Slope | Slope | Slope | Slope | Slope | Slope | Slope | Slope | Slope | Slope | Slope | Slope | Slope | Slope | Slope | Slope | Slope | Slope | Slope | Slope | Slope | Slope | Slope | Slope | Slope | Slope | Slope | Slope |  | 1 | 1 | 1 | 1 | 1 | 1 | 1 | 1 | 1 | 1 | 1 | 1 | 1 | 1 | 1 | 1 | 1 | 1 | 1 | 1 | 1 | 1 | 1 | 1 | 1 | 1 | 1 | 1 | 1 | 1 | 1 | 0 | #N/A | #N/A | 0 | 0.66667 | 0.66667 | 0.65556 | 0.64444 | 0.63333 | 0.62222 | 0.61111 | 0.6 | 0.58889 | 0.57778 | 0.56667 | 0.55556 | 0.54444 | 0.53333 | 0.52222 | 0.51111 | 0.5 | 0.48889 | 0.47778 | 0.46667 | 0.45556 | 0.44444 | 0.43333 | 0.42222 | 0.41111 | 0.4 | 0.38889 | 0.37778 | 0.36667 | 0.35556 | 0.34444 | 0 | 0.66667 | 0 | 0 | Slope | NaN | 0 | 0 |  | 1 | 0 | 0 | 1 | 0 | 0 | Slope | 2 | NaN | 0 | 0 | 0 | 0 | 0 | 0
68 | 0:11 | [8 empty] | 0 | 0 | 0 | 0 |  | 0.0002 | 96.07% | 3.927% | 0.79015 | 0.12% | 0.6% |  | 0.0002 | 0.96073 | 0.039275 | 0.79015 |  | #DIV/0! | #DIV/0! | #DIV/0! | #DIV/0! | #DIV/0! | #DIV/0! | #DIV/0! | #DIV/0! | #DIV/0! | #DIV/0! | #DIV/0! | #DIV/0! | #DIV/0! | #DIV/0! | #DIV/0! | #DIV/0! | #DIV/0! | #DIV/0! | #DIV/0! | #DIV/0! | #DIV/0! | #DIV/0! | #DIV/0! | #DIV/0! | #DIV/0! | #DIV/0! | #DIV/0! | #DIV/0! | #DIV/0! | #DIV/0! | #DIV/0! | 0 | 0 | 0 | 0 | 0 | 0 | 0 | 0.05 | 0 | 0 | 0 | 0 | 0 | 0 | 0 | 0 | 0 | 0 | 0 | 0 | 0 | 0 | 0 | 0 | 0 | 0 | 0 | 0 | 0 | 0 | 0 | 0 | 0 | 0 | 0 | 0 | 0 | 0 | 0 | Slope | Slope | Slope | Slope | Slope | Slope | Slope | Slope | Slope | Slope | Slope | Slope | Slope | Slope | Slope | Slope | Slope | Slope | Slope | Slope | Slope | Slope | Slope | Slope | Slope | Slope | Slope | Slope | Slope | Slope | Slope |  | 1 | 1 | 1 | 1 | 1 | 1 | 1 | 1 | 1 | 1 | 1 | 1 | 1 | 1 | 1 | 1 | 1 | 1 | 1 | 1 | 1 | 1 | 1 | 1 | 1 | 1 | 1 | 1 | 1 | 1 | 1 | 0 | #N/A | #N/A | 0 | 0.66667 | 0.66667 | 0.65556 | 0.64444 | 0.63333 | 0.62222 | 0.61111 | 0.6 | 0.58889 | 0.57778 | 0.56667 | 0.55556 | 0.54444 | 0.53333 | 0.52222 | 0.51111 | 0.5 | 0.48889 | 0.47778 | 0.46667 | 0.45556 | 0.44444 | 0.43333 | 0.42222 | 0.41111 | 0.4 | 0.38889 | 0.37778 | 0.36667 | 0.35556 | 0.34444 | 0 | 0.66667 | 0 | 0 | Slope | NaN | 0 | 0 |  | 1 | 0 | 0 | 1 | 0 | 0 | Slope | 2 | NaN | 0 | 0 | 0 | 0 | 0 | 0
69 | 0:11 | [8 empty] | 0 | 0 | 0 | 0 |  | 0.0003 | 96.07% | 3.927% | 0.79015 | 0.18% | 0.9% |  | 0.0003 | 0.96073 | 0.039275 | 0.79015 |  | #DIV/0! | #DIV/0! | #DIV/0! | #DIV/0! | #DIV/0! | #DIV/0! | #DIV/0! | #DIV/0! | #DIV/0! | #DIV/0! | #DIV/0! | #DIV/0! | #DIV/0! | #DIV/0! | #DIV/0! | #DIV/0! | #DIV/0! | #DIV/0! | #DIV/0! | #DIV/0! | #DIV/0! | #DIV/0! | #DIV/0! | #DIV/0! | #DIV/0! | #DIV/0! | #DIV/0! | #DIV/0! | #DIV/0! | #DIV/0! | #DIV/0! | 0 | 0 | 0 | 0 | 0 | 0 | 0 | 0.05 | 0 | 0 | 0 | 0 | 0 | 0 | 0 | 0 | 0 | 0 | 0 | 0 | 0 | 0 | 0 | 0 | 0 | 0 | 0 | 0 | 0 | 0 | 0 | 0 | 0 | 0 | 0 | 0 | 0 | 0 | 0 | Slope | Slope | Slope | Slope | Slope | Slope | Slope | Slope | Slope | Slope | Slope | Slope | Slope | Slope | Slope | Slope | Slope | Slope | Slope | Slope | Slope | Slope | Slope | Slope | Slope | Slope | Slope | Slope | Slope | Slope | Slope |  | 1 | 1 | 1 | 1 | 1 | 1 | 1 | 1 | 1 | 1 | 1 | 1 | 1 | 1 | 1 | 1 | 1 | 1 | 1 | 1 | 1 | 1 | 1 | 1 | 1 | 1 | 1 | 1 | 1 | 1 | 1 | 0 | #N/A | #N/A | 0 | 0.66667 | 0.66667 | 0.65556 | 0.64444 | 0.63333 | 0.62222 | 0.61111 | 0.6 | 0.58889 | 0.57778 | 0.56667 | 0.55556 | 0.54444 | 0.53333 | 0.52222 | 0.51111 | 0.5 | 0.48889 | 0.47778 | 0.46667 | 0.45556 | 0.44444 | 0.43333 | 0.42222 | 0.41111 | 0.4 | 0.38889 | 0.37778 | 0.36667 | 0.35556 | 0.34444 | 0 | 0.66667 | 0 | 0 | Slope | NaN | 0 | 0 |  | 1 | 0 | 0 | 1 | 0 | 0 | Slope | 2 | NaN | 0 | 0 | 0 | 0 | 0 | 0
70 | 0:12 | [8 empty] | 0 | 0 | 0 | 0 |  | 0.0004 | 95.47% | 4.532% | 0.78861 | 0.24% | 1.2% |  | 0.0004 | 0.95468 | 0.045317 | 0.78861 |  | #DIV/0! | #DIV/0! | #DIV/0! | #DIV/0! | #DIV/0! | #DIV/0! | #DIV/0! | #DIV/0! | #DIV/0! | #DIV/0! | #DIV/0! | #DIV/0! | #DIV/0! | #DIV/0! | #DIV/0! | #DIV/0! | #DIV/0! | #DIV/0! | #DIV/0! | #DIV/0! | #DIV/0! | #DIV/0! | #DIV/0! | #DIV/0! | #DIV/0! | #DIV/0! | #DIV/0! | #DIV/0! | #DIV/0! | #DIV/0! | #DIV/0! | 0 | 0 | 0 | 0 | 0 | 0 | 0 | 0.05 | 0 | 0 | 0 | 0 | 0 | 0 | 0 | 0 | 0 | 0 | 0 | 0 | 0 | 0 | 0 | 0 | 0 | 0 | 0 | 0 | 0 | 0 | 0 | 0 | 0 | 0 | 0 | 0 | 0 | 0 | 0 | Slope | Slope | Slope | Slope | Slope | Slope | Slope | Slope | Slope | Slope | Slope | Slope | Slope | Slope | Slope | Slope | Slope | Slope | Slope | Slope | Slope | Slope | Slope | Slope | Slope | Slope | Slope | Slope | Slope | Slope | Slope |  | 1 | 1 | 1 | 1 | 1 | 1 | 1 | 1 | 1 | 1 | 1 | 1 | 1 | 1 | 1 | 1 | 1 | 1 | 1 | 1 | 1 | 1 | 1 | 1 | 1 | 1 | 1 | 1 | 1 | 1 | 1 | 0 | #N/A | #N/A | 0 | 0.66667 | 0.66667 | 0.65556 | 0.64444 | 0.63333 | 0.62222 | 0.61111 | 0.6 | 0.58889 | 0.57778 | 0.56667 | 0.55556 | 0.54444 | 0.53333 | 0.52222 | 0.51111 | 0.5 | 0.48889 | 0.47778 | 0.46667 | 0.45556 | 0.44444 | 0.43333 | 0.42222 | 0.41111 | 0.4 | 0.38889 | 0.37778 | 0.36667 | 0.35556 | 0.34444 | 0 | 0.66667 | 0 | 0 | Slope | NaN | 0 | 0 |  | 1 | 0 | 0 | 1 | 0 | 0 | Slope | 2 | NaN | 0 | 0 | 0 | 0 | 0 | 0
71 | 0:12 | [8 empty] | 0 | 0 | 0 | 0 |  | 0.0005 | 95.17% | 4.834% | 0.79051 | 0.3% | 1.5% |  | 0.0005 | 0.95166 | 0.048338 | 0.79051 |  | #DIV/0! | #DIV/0! | #DIV/0! | #DIV/0! | #DIV/0! | #DIV/0! | #DIV/0! | #DIV/0! | #DIV/0! | #DIV/0! | #DIV/0! | #DIV/0! | #DIV/0! | #DIV/0! | #DIV/0! | #DIV/0! | #DIV/0! | #DIV/0! | #DIV/0! | #DIV/0! | #DIV/0! | #DIV/0! | #DIV/0! | #DIV/0! | #DIV/0! | #DIV/0! | #DIV/0! | #DIV/0! | #DIV/0! | #DIV/0! | #DIV/0! | 0 | 0 | 0 | 0 | 0 | 0 | 0 | 0.05 | 0 | 0 | 0 | 0 | 0 | 0 | 0 | 0 | 0 | 0 | 0 | 0 | 0 | 0 | 0 | 0 | 0 | 0 | 0 | 0 | 0 | 0 | 0 | 0 | 0 | 0 | 0 | 0 | 0 | 0 | 0 | Slope | Slope | Slope | Slope | Slope | Slope | Slope | Slope | Slope | Slope | Slope | Slope | Slope | Slope | Slope | Slope | Slope | Slope | Slope | Slope | Slope | Slope | Slope | Slope | Slope | Slope | Slope | Slope | Slope | Slope | Slope |  | 1 | 1 | 1 | 1 | 1 | 1 | 1 | 1 | 1 | 1 | 1 | 1 | 1 | 1 | 1 | 1 | 1 | 1 | 1 | 1 | 1 | 1 | 1 | 1 | 1 | 1 | 1 | 1 | 1 | 1 | 1 | 0 | #N/A | #N/A | 0 | 0.66667 | 0.66667 | 0.65556 | 0.64444 | 0.63333 | 0.62222 | 0.61111 | 0.6 | 0.58889 | 0.57778 | 0.56667 | 0.55556 | 0.54444 | 0.53333 | 0.52222 | 0.51111 | 0.5 | 0.48889 | 0.47778 | 0.46667 | 0.45556 | 0.44444 | 0.43333 | 0.42222 | 0.41111 | 0.4 | 0.38889 | 0.37778 | 0.36667 | 0.35556 | 0.34444 | 0 | 0.66667 | 0 | 0 | Slope | NaN | 0 | 0 |  | 1 | 0 | 0 | 1 | 0 | 0 | Slope | 2 | NaN | 0 | 0 | 0 | 0 | 0 | 0
72 | 0:12 | [8 empty] | 0 | 0 | 0 | 0 |  | 0.0006 | 94.56% | 5.438% | 0.79446 | 0.36% | 1.8% |  | 0.0006 | 0.94562 | 0.054381 | 0.79446 |  | #DIV/0! | #DIV/0! | #DIV/0! | #DIV/0! | #DIV/0! | #DIV/0! | #DIV/0! | #DIV/0! | #DIV/0! | #DIV/0! | #DIV/0! | #DIV/0! | #DIV/0! | #DIV/0! | #DIV/0! | #DIV/0! | #DIV/0! | #DIV/0! | #DIV/0! | #DIV/0! | #DIV/0! | #DIV/0! | #DIV/0! | #DIV/0! | #DIV/0! | #DIV/0! | #DIV/0! | #DIV/0! | #DIV/0! | #DIV/0! | #DIV/0! | 0 | 0 | 0 | 0 | 0 | 0 | 0 | 0.05 | 0 | 0 | 0 | 0 | 0 | 0 | 0 | 0 | 0 | 0 | 0 | 0 | 0 | 0 | 0 | 0 | 0 | 0 | 0 | 0 | 0 | 0 | 0 | 0 | 0 | 0 | 0 | 0 | 0 | 0 | 0 | Slope | Slope | Slope | Slope | Slope | Slope | Slope | Slope | Slope | Slope | Slope | Slope | Slope | Slope | Slope | Slope | Slope | Slope | Slope | Slope | Slope | Slope | Slope | Slope | Slope | Slope | Slope | Slope | Slope | Slope | Slope |  | 1 | 1 | 1 | 1 | 1 | 1 | 1 | 1 | 1 | 1 | 1 | 1 | 1 | 1 | 1 | 1 | 1 | 1 | 1 | 1 | 1 | 1 | 1 | 1 | 1 | 1 | 1 | 1 | 1 | 1 | 1 | 0 | #N/A | #N/A | 0 | 0.66667 | 0.66667 | 0.65556 | 0.64444 | 0.63333 | 0.62222 | 0.61111 | 0.6 | 0.58889 | 0.57778 | 0.56667 | 0.55556 | 0.54444 | 0.53333 | 0.52222 | 0.51111 | 0.5 | 0.48889 | 0.47778 | 0.46667 | 0.45556 | 0.44444 | 0.43333 | 0.42222 | 0.41111 | 0.4 | 0.38889 | 0.37778 | 0.36667 | 0.35556 | 0.34444 | 0 | 0.66667 | 0 | 0 | Slope | NaN | 0 | 0 |  | 1 | 0 | 0 | 1 | 0 | 0 | Slope | 2 | NaN | 0 | 0 | 0 | 0 | 0 | 0
73 | 0:12 | [8 empty] | 0 | 0 | 0 | 0 |  | 0.0007 | 94.26% | 5.74% | 0.79482 | 0.42% | 2.1% |  | 0.0007 | 0.9426 | 0.057402 | 0.79482 |  | #DIV/0! | #DIV/0! | #DIV/0! | #DIV/0! | #DIV/0! | #DIV/0! | #DIV/0! | #DIV/0! | #DIV/0! | #DIV/0! | #DIV/0! | #DIV/0! | #DIV/0! | #DIV/0! | #DIV/0! | #DIV/0! | #DIV/0! | #DIV/0! | #DIV/0! | #DIV/0! | #DIV/0! | #DIV/0! | #DIV/0! | #DIV/0! | #DIV/0! | #DIV/0! | #DIV/0! | #DIV/0! | #DIV/0! | #DIV/0! | #DIV/0! | 0 | 0 | 0 | 0 | 0 | 0 | 0 | 0.05 | 0 | 0 | 0 | 0 | 0 | 0 | 0 | 0 | 0 | 0 | 0 | 0 | 0 | 0 | 0 | 0 | 0 | 0 | 0 | 0 | 0 | 0 | 0 | 0 | 0 | 0 | 0 | 0 | 0 | 0 | 0 | Slope | Slope | Slope | Slope | Slope | Slope | Slope | Slope | Slope | Slope | Slope | Slope | Slope | Slope | Slope | Slope | Slope | Slope | Slope | Slope | Slope | Slope | Slope | Slope | Slope | Slope | Slope | Slope | Slope | Slope | Slope |  | 1 | 1 | 1 | 1 | 1 | 1 | 1 | 1 | 1 | 1 | 1 | 1 | 1 | 1 | 1 | 1 | 1 | 1 | 1 | 1 | 1 | 1 | 1 | 1 | 1 | 1 | 1 | 1 | 1 | 1 | 1 | 0 | #N/A | #N/A | 0 | 0.66667 | 0.66667 | 0.65556 | 0.64444 | 0.63333 | 0.62222 | 0.61111 | 0.6 | 0.58889 | 0.57778 | 0.56667 | 0.55556 | 0.54444 | 0.53333 | 0.52222 | 0.51111 | 0.5 | 0.48889 | 0.47778 | 0.46667 | 0.45556 | 0.44444 | 0.43333 | 0.42222 | 0.41111 | 0.4 | 0.38889 | 0.37778 | 0.36667 | 0.35556 | 0.34444 | 0 | 0.66667 | 0 | 0 | Slope | NaN | 0 | 0 |  | 1 | 0 | 0 | 1 | 0 | 0 | Slope | 2 | NaN | 0 | 0 | 0 | 0 | 0 | 0
74 | 0:12 | [8 empty] | 0 | 0 | 0 | 0 |  | 0.0008 | 93.35% | 6.647% | 0.79771 | 0.48% | 2.4% |  | 0.0008 | 0.93353 | 0.066465 | 0.79771 |  | #DIV/0! | #DIV/0! | #DIV/0! | #DIV/0! | #DIV/0! | #DIV/0! | #DIV/0! | #DIV/0! | #DIV/0! | #DIV/0! | #DIV/0! | #DIV/0! | #DIV/0! | #DIV/0! | #DIV/0! | #DIV/0! | #DIV/0! | #DIV/0! | #DIV/0! | #DIV/0! | #DIV/0! | #DIV/0! | #DIV/0! | #DIV/0! | #DIV/0! | #DIV/0! | #DIV/0! | #DIV/0! | #DIV/0! | #DIV/0! | #DIV/0! | 0 | 0 | 0 | 0 | 0 | 0 | 0 | 0.05 | 0 | 0 | 0 | 0 | 0 | 0 | 0 | 0 | 0 | 0 | 0 | 0 | 0 | 0 | 0 | 0 | 0 | 0 | 0 | 0 | 0 | 0 | 0 | 0 | 0 | 0 | 0 | 0 | 0 | 0 | 0 | Slope | Slope | Slope | Slope | Slope | Slope | Slope | Slope | Slope | Slope | Slope | Slope | Slope | Slope | Slope | Slope | Slope | Slope | Slope | Slope | Slope | Slope | Slope | Slope | Slope | Slope | Slope | Slope | Slope | Slope | Slope |  | 1 | 1 | 1 | 1 | 1 | 1 | 1 | 1 | 1 | 1 | 1 | 1 | 1 | 1 | 1 | 1 | 1 | 1 | 1 | 1 | 1 | 1 | 1 | 1 | 1 | 1 | 1 | 1 | 1 | 1 | 1 | 0 | #N/A | #N/A | 0 | 0.66667 | 0.66667 | 0.65556 | 0.64444 | 0.63333 | 0.62222 | 0.61111 | 0.6 | 0.58889 | 0.57778 | 0.56667 | 0.55556 | 0.54444 | 0.53333 | 0.52222 | 0.51111 | 0.5 | 0.48889 | 0.47778 | 0.46667 | 0.45556 | 0.44444 | 0.43333 | 0.42222 | 0.41111 | 0.4 | 0.38889 | 0.37778 | 0.36667 | 0.35556 | 0.34444 | 0 | 0.66667 | 0 | 0 | Slope | NaN | 0 | 0 |  | 1 | 0 | 0 | 1 | 0 | 0 | Slope | 2 | NaN | 0 | 0 | 0 | 0 | 0 | 0
75 | 0:12 | [8 empty] | 0 | 0 | 0 | 0 |  | 0.0009 | 93.05% | 6.949% | 0.7977 | 0.54% | 2.7% |  | 0.0009 | 0.93051 | 0.069486 | 0.7977 |  | #DIV/0! | #DIV/0! | #DIV/0! | #DIV/0! | #DIV/0! | #DIV/0! | #DIV/0! | #DIV/0! | #DIV/0! | #DIV/0! | #DIV/0! | #DIV/0! | #DIV/0! | #DIV/0! | #DIV/0! | #DIV/0! | #DIV/0! | #DIV/0! | #DIV/0! | #DIV/0! | #DIV/0! | #DIV/0! | #DIV/0! | #DIV/0! | #DIV/0! | #DIV/0! | #DIV/0! | #DIV/0! | #DIV/0! | #DIV/0! | #DIV/0! | 0 | 0 | 0 | 0 | 0 | 0 | 0 | 0.05 | 0 | 0 | 0 | 0 | 0 | 0 | 0 | 0 | 0 | 0 | 0 | 0 | 0 | 0 | 0 | 0 | 0 | 0 | 0 | 0 | 0 | 0 | 0 | 0 | 0 | 0 | 0 | 0 | 0 | 0 | 0 | Slope | Slope | Slope | Slope | Slope | Slope | Slope | Slope | Slope | Slope | Slope | Slope | Slope | Slope | Slope | Slope | Slope | Slope | Slope | Slope | Slope | Slope | Slope | Slope | Slope | Slope | Slope | Slope | Slope | Slope | Slope |  | 1 | 1 | 1 | 1 | 1 | 1 | 1 | 1 | 1 | 1 | 1 | 1 | 1 | 1 | 1 | 1 | 1 | 1 | 1 | 1 | 1 | 1 | 1 | 1 | 1 | 1 | 1 | 1 | 1 | 1 | 1 | 0 | #N/A | #N/A | 0 | 0.66667 | 0.66667 | 0.65556 | 0.64444 | 0.63333 | 0.62222 | 0.61111 | 0.6 | 0.58889 | 0.57778 | 0.56667 | 0.55556 | 0.54444 | 0.53333 | 0.52222 | 0.51111 | 0.5 | 0.48889 | 0.47778 | 0.46667 | 0.45556 | 0.44444 | 0.43333 | 0.42222 | 0.41111 | 0.4 | 0.38889 | 0.37778 | 0.36667 | 0.35556 | 0.34444 | 0 | 0.66667 | 0 | 0 | Slope | NaN | 0 | 0 |  | 1 | 0 | 0 | 1 | 0 | 0 | Slope | 2 | NaN | 0 | 0 | 0 | 0 | 0 | 0
76 | 0:13 | [8 empty] | 0 | 0 | 0 | 0 |  | 0.001 | 91.84% | 8.157% | 0.80117 | 0.6% | 3% |  | 0.001 | 0.91843 | 0.081571 | 0.80117 |  | #DIV/0! | #DIV/0! | #DIV/0! | #DIV/0! | #DIV/0! | #DIV/0! | #DIV/0! | #DIV/0! | #DIV/0! | #DIV/0! | #DIV/0! | #DIV/0! | #DIV/0! | #DIV/0! | #DIV/0! | #DIV/0! | #DIV/0! | #DIV/0! | #DIV/0! | #DIV/0! | #DIV/0! | #DIV/0! | #DIV/0! | #DIV/0! | #DIV/0! | #DIV/0! | #DIV/0! | #DIV/0! | #DIV/0! | #DIV/0! | #DIV/0! | 0 | 0 | 0 | 0 | 0 | 0 | 0 | 0.05 | 0 | 0 | 0 | 0 | 0 | 0 | 0 | 0 | 0 | 0 | 0 | 0 | 0 | 0 | 0 | 0 | 0 | 0 | 0 | 0 | 0 | 0 | 0 | 0 | 0 | 0 | 0 | 0 | 0 | 0 | 0 | Slope | Slope | Slope | Slope | Slope | Slope | Slope | Slope | Slope | Slope | Slope | Slope | Slope | Slope | Slope | Slope | Slope | Slope | Slope | Slope | Slope | Slope | Slope | Slope | Slope | Slope | Slope | Slope | Slope | Slope | Slope |  | 1 | 1 | 1 | 1 | 1 | 1 | 1 | 1 | 1 | 1 | 1 | 1 | 1 | 1 | 1 | 1 | 1 | 1 | 1 | 1 | 1 | 1 | 1 | 1 | 1 | 1 | 1 | 1 | 1 | 1 | 1 | 0 | #N/A | #N/A | 0 | 0.66667 | 0.66667 | 0.65556 | 0.64444 | 0.63333 | 0.62222 | 0.61111 | 0.6 | 0.58889 | 0.57778 | 0.56667 | 0.55556 | 0.54444 | 0.53333 | 0.52222 | 0.51111 | 0.5 | 0.48889 | 0.47778 | 0.46667 | 0.45556 | 0.44444 | 0.43333 | 0.42222 | 0.41111 | 0.4 | 0.38889 | 0.37778 | 0.36667 | 0.35556 | 0.34444 | 0 | 0.66667 | 0 | 0 | Slope | NaN | 0 | 0 |  | 1 | 0 | 0 | 1 | 0 | 0 | Slope | 2 | NaN | 0 | 0 | 0 | 0 | 0 | 0
77 | 0:13 | [8 empty] | 0 | 0 | 0 | 0 |  | 0.002 | 88.52% | 11.48% | 0.81711 | 1.2% | 6% |  | 0.002 | 0.8852 | 0.1148 | 0.81711 |  | #DIV/0! | #DIV/0! | #DIV/0! | #DIV/0! | #DIV/0! | #DIV/0! | #DIV/0! | #DIV/0! | #DIV/0! | #DIV/0! | #DIV/0! | #DIV/0! | #DIV/0! | #DIV/0! | #DIV/0! | #DIV/0! | #DIV/0! | #DIV/0! | #DIV/0! | #DIV/0! | #DIV/0! | #DIV/0! | #DIV/0! | #DIV/0! | #DIV/0! | #DIV/0! | #DIV/0! | #DIV/0! | #DIV/0! | #DIV/0! | #DIV/0! | 0 | 0 | 0 | 0 | 0 | 0 | 0 | 0.05 | 0 | 0 | 0 | 0 | 0 | 0 | 0 | 0 | 0 | 0 | 0 | 0 | 0 | 0 | 0 | 0 | 0 | 0 | 0 | 0 | 0 | 0 | 0 | 0 | 0 | 0 | 0 | 0 | 0 | 0 | 0 | Slope | Slope | Slope | Slope | Slope | Slope | Slope | Slope | Slope | Slope | Slope | Slope | Slope | Slope | Slope | Slope | Slope | Slope | Slope | Slope | Slope | Slope | Slope | Slope | Slope | Slope | Slope | Slope | Slope | Slope | Slope |  | 1 | 1 | 1 | 1 | 1 | 1 | 1 | 1 | 1 | 1 | 1 | 1 | 1 | 1 | 1 | 1 | 1 | 1 | 1 | 1 | 1 | 1 | 1 | 1 | 1 | 1 | 1 | 1 | 1 | 1 | 1 | 0 | #N/A | #N/A | 0 | 0.66667 | 0.66667 | 0.65556 | 0.64444 | 0.63333 | 0.62222 | 0.61111 | 0.6 | 0.58889 | 0.57778 | 0.56667 | 0.55556 | 0.54444 | 0.53333 | 0.52222 | 0.51111 | 0.5 | 0.48889 | 0.47778 | 0.46667 | 0.45556 | 0.44444 | 0.43333 | 0.42222 | 0.41111 | 0.4 | 0.38889 | 0.37778 | 0.36667 | 0.35556 | 0.34444 | 0 | 0.66667 | 0 | 0 | Slope | NaN | 0 | 0 |  | 1 | 0 | 0 | 1 | 0 | 0 | Slope | 2 | NaN | 0 | 0 | 0 | 0 | 0 | 0
78 | 0:13 | [8 empty] | 0 | 0 | 0 | 0 |  | 0.003 | 0.83988 | 0.16012 | 0.83528 | 1.8% | 9% |  | 0.003 | 0.83988 | 0.16012 | 0.83528 |  | #DIV/0! | #DIV/0! | #DIV/0! | #DIV/0! | #DIV/0! | #DIV/0! | #DIV/0! | #DIV/0! | #DIV/0! | #DIV/0! | #DIV/0! | #DIV/0! | #DIV/0! | #DIV/0! | #DIV/0! | #DIV/0! | #DIV/0! | #DIV/0! | #DIV/0! | #DIV/0! | #DIV/0! | #DIV/0! | #DIV/0! | #DIV/0! | #DIV/0! | #DIV/0! | #DIV/0! | #DIV/0! | #DIV/0! | #DIV/0! | #DIV/0! | 0 | 0 | 0 | 0 | 0 | 0 | 0 | 0.05 | 0 | 0 | 0 | 0 | 0 | 0 | 0 | 0 | 0 | 0 | 0 | 0 | 0 | 0 | 0 | 0 | 0 | 0 | 0 | 0 | 0 | 0 | 0 | 0 | 0 | 0 | 0 | 0 | 0 | 0 | 0 | Slope | Slope | Slope | Slope | Slope | Slope | Slope | Slope | Slope | Slope | Slope | Slope | Slope | Slope | Slope | Slope | Slope | Slope | Slope | Slope | Slope | Slope | Slope | Slope | Slope | Slope | Slope | Slope | Slope | Slope | Slope |  | 1 | 1 | 1 | 1 | 1 | 1 | 1 | 1 | 1 | 1 | 1 | 1 | 1 | 1 | 1 | 1 | 1 | 1 | 1 | 1 | 1 | 1 | 1 | 1 | 1 | 1 | 1 | 1 | 1 | 1 | 1 | 0 | #N/A | #N/A | 0 | 0.66667 | 0.66667 | 0.65556 | 0.64444 | 0.63333 | 0.62222 | 0.61111 | 0.6 | 0.58889 | 0.57778 | 0.56667 | 0.55556 | 0.54444 | 0.53333 | 0.52222 | 0.51111 | 0.5 | 0.48889 | 0.47778 | 0.46667 | 0.45556 | 0.44444 | 0.43333 | 0.42222 | 0.41111 | 0.4 | 0.38889 | 0.37778 | 0.36667 | 0.35556 | 0.34444 | 0 | 0.66667 | 0 | 0 | Slope | NaN | 0 | 0 |  | 1 | 0 | 0 | 1 | 0 | 0 | Slope | 2 | NaN | 0 | 0 | 0 | 0 | 0 | 0
79 | 0:13 | [8 empty] | 0 | 0 | 0 | 0 |  | 0.004 | 0.81873 | 0.18127 | 0.84059 | 2.4% | 12% |  | 0.004 | 0.81873 | 0.18127 | 0.84059 |  | #DIV/0! | #DIV/0! | #DIV/0! | #DIV/0! | #DIV/0! | #DIV/0! | #DIV/0! | #DIV/0! | #DIV/0! | #DIV/0! | #DIV/0! | #DIV/0! | #DIV/0! | #DIV/0! | #DIV/0! | #DIV/0! | #DIV/0! | #DIV/0! | #DIV/0! | #DIV/0! | #DIV/0! | #DIV/0! | #DIV/0! | #DIV/0! | #DIV/0! | #DIV/0! | #DIV/0! | #DIV/0! | #DIV/0! | #DIV/0! | #DIV/0! | 0 | 0 | 0 | 0 | 0 | 0 | 0 | 0.05 | 0 | 0 | 0 | 0 | 0 | 0 | 0 | 0 | 0 | 0 | 0 | 0 | 0 | 0 | 0 | 0 | 0 | 0 | 0 | 0 | 0 | 0 | 0 | 0 | 0 | 0 | 0 | 0 | 0 | 0 | 0 | Slope | Slope | Slope | Slope | Slope | Slope | Slope | Slope | Slope | Slope | Slope | Slope | Slope | Slope | Slope | Slope | Slope | Slope | Slope | Slope | Slope | Slope | Slope | Slope | Slope | Slope | Slope | Slope | Slope | Slope | Slope |  | 1 | 1 | 1 | 1 | 1 | 1 | 1 | 1 | 1 | 1 | 1 | 1 | 1 | 1 | 1 | 1 | 1 | 1 | 1 | 1 | 1 | 1 | 1 | 1 | 1 | 1 | 1 | 1 | 1 | 1 | 1 | 0 | #N/A | #N/A | 0 | 0.66667 | 0.66667 | 0.65556 | 0.64444 | 0.63333 | 0.62222 | 0.61111 | 0.6 | 0.58889 | 0.57778 | 0.56667 | 0.55556 | 0.54444 | 0.53333 | 0.52222 | 0.51111 | 0.5 | 0.48889 | 0.47778 | 0.46667 | 0.45556 | 0.44444 | 0.43333 | 0.42222 | 0.41111 | 0.4 | 0.38889 | 0.37778 | 0.36667 | 0.35556 | 0.34444 | 0 | 0.66667 | 0 | 0 | Slope | NaN | 0 | 0 |  | 1 | 0 | 0 | 1 | 0 | 0 | Slope | 2 | NaN | 0 | 0 | 0 | 0 | 0 | 0
80 | 0:13 | [8 empty] | 0 | 0 | 0 | 0 |  | 0.005 | 0.79456 | 0.20544 | 0.84452 | 3% | 15% |  | 0.005 | 0.79456 | 0.20544 | 0.84452 |  | #DIV/0! | #DIV/0! | #DIV/0! | #DIV/0! | #DIV/0! | #DIV/0! | #DIV/0! | #DIV/0! | #DIV/0! | #DIV/0! | #DIV/0! | #DIV/0! | #DIV/0! | #DIV/0! | #DIV/0! | #DIV/0! | #DIV/0! | #DIV/0! | #DIV/0! | #DIV/0! | #DIV/0! | #DIV/0! | #DIV/0! | #DIV/0! | #DIV/0! | #DIV/0! | #DIV/0! | #DIV/0! | #DIV/0! | #DIV/0! | #DIV/0! | 0 | 0 | 0 | 0 | 0 | 0 | 0 | 0.05 | 0 | 0 | 0 | 0 | 0 | 0 | 0 | 0 | 0 | 0 | 0 | 0 | 0 | 0 | 0 | 0 | 0 | 0 | 0 | 0 | 0 | 0 | 0 | 0 | 0 | 0 | 0 | 0 | 0 | 0 | 0 | Slope | Slope | Slope | Slope | Slope | Slope | Slope | Slope | Slope | Slope | Slope | Slope | Slope | Slope | Slope | Slope | Slope | Slope | Slope | Slope | Slope | Slope | Slope | Slope | Slope | Slope | Slope | Slope | Slope | Slope | Slope |  | 1 | 1 | 1 | 1 | 1 | 1 | 1 | 1 | 1 | 1 | 1 | 1 | 1 | 1 | 1 | 1 | 1 | 1 | 1 | 1 | 1 | 1 | 1 | 1 | 1 | 1 | 1 | 1 | 1 | 1 | 1 | 0 | #N/A | #N/A | 0 | 0.66667 | 0.66667 | 0.65556 | 0.64444 | 0.63333 | 0.62222 | 0.61111 | 0.6 | 0.58889 | 0.57778 | 0.56667 | 0.55556 | 0.54444 | 0.53333 | 0.52222 | 0.51111 | 0.5 | 0.48889 | 0.47778 | 0.46667 | 0.45556 | 0.44444 | 0.43333 | 0.42222 | 0.41111 | 0.4 | 0.38889 | 0.37778 | 0.36667 | 0.35556 | 0.34444 | 0 | 0.66667 | 0 | 0 | Slope | NaN | 0 | 0 |  | 1 | 0 | 0 | 1 | 0 | 0 | Slope | 2 | NaN | 0 | 0 | 0 | 0 | 0 | 0
81 | 0:13 | [8 empty] | 0 | 0 | 0 | 0 |  | 0.006 | 0.7855 | 0.2145 | 0.84537 | 3.6% | 18% |  | 0.006 | 0.7855 | 0.2145 | 0.84537 |  | #DIV/0! | #DIV/0! | #DIV/0! | #DIV/0! | #DIV/0! | #DIV/0! | #DIV/0! | #DIV/0! | #DIV/0! | #DIV/0! | #DIV/0! | #DIV/0! | #DIV/0! | #DIV/0! | #DIV/0! | #DIV/0! | #DIV/0! | #DIV/0! | #DIV/0! | #DIV/0! | #DIV/0! | #DIV/0! | #DIV/0! | #DIV/0! | #DIV/0! | #DIV/0! | #DIV/0! | #DIV/0! | #DIV/0! | #DIV/0! | #DIV/0! | 0 | 0 | 0 | 0 | 0 | 0 | 0 | 0.05 | 0 | 0 | 0 | 0 | 0 | 0 | 0 | 0 | 0 | 0 | 0 | 0 | 0 | 0 | 0 | 0 | 0 | 0 | 0 | 0 | 0 | 0 | 0 | 0 | 0 | 0 | 0 | 0 | 0 | 0 | 0 | Slope | Slope | Slope | Slope | Slope | Slope | Slope | Slope | Slope | Slope | Slope | Slope | Slope | Slope | Slope | Slope | Slope | Slope | Slope | Slope | Slope | Slope | Slope | Slope | Slope | Slope | Slope | Slope | Slope | Slope | Slope |  | 1 | 1 | 1 | 1 | 1 | 1 | 1 | 1 | 1 | 1 | 1 | 1 | 1 | 1 | 1 | 1 | 1 | 1 | 1 | 1 | 1 | 1 | 1 | 1 | 1 | 1 | 1 | 1 | 1 | 1 | 1 | 0 | #N/A | #N/A | 0 | 0.66667 | 0.66667 | 0.65556 | 0.64444 | 0.63333 | 0.62222 | 0.61111 | 0.6 | 0.58889 | 0.57778 | 0.56667 | 0.55556 | 0.54444 | 0.53333 | 0.52222 | 0.51111 | 0.5 | 0.48889 | 0.47778 | 0.46667 | 0.45556 | 0.44444 | 0.43333 | 0.42222 | 0.41111 | 0.4 | 0.38889 | 0.37778 | 0.36667 | 0.35556 | 0.34444 | 0 | 0.66667 | 0 | 0 | Slope | NaN | 0 | 0 |  | 1 | 0 | 0 | 1 | 0 | 0 | Slope | 2 | NaN | 0 | 0 | 0 | 0 | 0 | 0
82 | 0:14 | [8 empty] | 0 | 0 | 0 | 0 |  | 0.007 | 0.76737 | 0.23263 | 0.84725 | 4.2% | 21% |  | 0.007 | 0.76737 | 0.23263 | 0.84725 |  | #DIV/0! | #DIV/0! | #DIV/0! | #DIV/0! | #DIV/0! | #DIV/0! | #DIV/0! | #DIV/0! | #DIV/0! | #DIV/0! | #DIV/0! | #DIV/0! | #DIV/0! | #DIV/0! | #DIV/0! | #DIV/0! | #DIV/0! | #DIV/0! | #DIV/0! | #DIV/0! | #DIV/0! | #DIV/0! | #DIV/0! | #DIV/0! | #DIV/0! | #DIV/0! | #DIV/0! | #DIV/0! | #DIV/0! | #DIV/0! | #DIV/0! | 0 | 0 | 0 | 0 | 0 | 0 | 0 | 0.05 | 0 | 0 | 0 | 0 | 0 | 0 | 0 | 0 | 0 | 0 | 0 | 0 | 0 | 0 | 0 | 0 | 0 | 0 | 0 | 0 | 0 | 0 | 0 | 0 | 0 | 0 | 0 | 0 | 0 | 0 | 0 | Slope | Slope | Slope | Slope | Slope | Slope | Slope | Slope | Slope | Slope | Slope | Slope | Slope | Slope | Slope | Slope | Slope | Slope | Slope | Slope | Slope | Slope | Slope | Slope | Slope | Slope | Slope | Slope | Slope | Slope | Slope |  | 1 | 1 | 1 | 1 | 1 | 1 | 1 | 1 | 1 | 1 | 1 | 1 | 1 | 1 | 1 | 1 | 1 | 1 | 1 | 1 | 1 | 1 | 1 | 1 | 1 | 1 | 1 | 1 | 1 | 1 | 1 | 0 | #N/A | #N/A | 0 | 0.66667 | 0.66667 | 0.65556 | 0.64444 | 0.63333 | 0.62222 | 0.61111 | 0.6 | 0.58889 | 0.57778 | 0.56667 | 0.55556 | 0.54444 | 0.53333 | 0.52222 | 0.51111 | 0.5 | 0.48889 | 0.47778 | 0.46667 | 0.45556 | 0.44444 | 0.43333 | 0.42222 | 0.41111 | 0.4 | 0.38889 | 0.37778 | 0.36667 | 0.35556 | 0.34444 | 0 | 0.66667 | 0 | 0 | Slope | NaN | 0 | 0 |  | 1 | 0 | 0 | 1 | 0 | 0 | Slope | 2 | NaN | 0 | 0 | 0 | 0 | 0 | 0
83 | 0:14 | [8 empty] | 0 | 0 | 0 | 0 |  | 0.008 | 0.73716 | 0.26284 | 0.84553 | 4.8% | 24% |  | 0.008 | 0.73716 | 0.26284 | 0.84553 |  | #DIV/0! | #DIV/0! | #DIV/0! | #DIV/0! | #DIV/0! | #DIV/0! | #DIV/0! | #DIV/0! | #DIV/0! | #DIV/0! | #DIV/0! | #DIV/0! | #DIV/0! | #DIV/0! | #DIV/0! | #DIV/0! | #DIV/0! | #DIV/0! | #DIV/0! | #DIV/0! | #DIV/0! | #DIV/0! | #DIV/0! | #DIV/0! | #DIV/0! | #DIV/0! | #DIV/0! | #DIV/0! | #DIV/0! | #DIV/0! | #DIV/0! | 0 | 0 | 0 | 0 | 0 | 0 | 0 | 0.05 | 0 | 0 | 0 | 0 | 0 | 0 | 0 | 0 | 0 | 0 | 0 | 0 | 0 | 0 | 0 | 0 | 0 | 0 | 0 | 0 | 0 | 0 | 0 | 0 | 0 | 0 | 0 | 0 | 0 | 0 | 0 | Slope | Slope | Slope | Slope | Slope | Slope | Slope | Slope | Slope | Slope | Slope | Slope | Slope | Slope | Slope | Slope | Slope | Slope | Slope | Slope | Slope | Slope | Slope | Slope | Slope | Slope | Slope | Slope | Slope | Slope | Slope |  | 1 | 1 | 1 | 1 | 1 | 1 | 1 | 1 | 1 | 1 | 1 | 1 | 1 | 1 | 1 | 1 | 1 | 1 | 1 | 1 | 1 | 1 | 1 | 1 | 1 | 1 | 1 | 1 | 1 | 1 | 1 | 0 | #N/A | #N/A | 0 | 0.66667 | 0.66667 | 0.65556 | 0.64444 | 0.63333 | 0.62222 | 0.61111 | 0.6 | 0.58889 | 0.57778 | 0.56667 | 0.55556 | 0.54444 | 0.53333 | 0.52222 | 0.51111 | 0.5 | 0.48889 | 0.47778 | 0.46667 | 0.45556 | 0.44444 | 0.43333 | 0.42222 | 0.41111 | 0.4 | 0.38889 | 0.37778 | 0.36667 | 0.35556 | 0.34444 | 0 | 0.66667 | 0 | 0 | Slope | NaN | 0 | 0 |  | 1 | 0 | 0 | 1 | 0 | 0 | Slope | 2 | NaN | 0 | 0 | 0 | 0 | 0 | 0
84 | 0:14 | [8 empty] | 0 | 0 | 0 | 0 | [13 empty] | #DIV/0! | #DIV/0! | #DIV/0! | #DIV/0! | #DIV/0! | #DIV/0! | #DIV/0! | #DIV/0! | #DIV/0! | #DIV/0! | #DIV/0! | #DIV/0! | #DIV/0! | #DIV/0! | #DIV/0! | #DIV/0! | #DIV/0! | #DIV/0! | #DIV/0! | #DIV/0! | #DIV/0! | #DIV/0! | #DIV/0! | #DIV/0! | #DIV/0! | #DIV/0! | #DIV/0! | #DIV/0! | #DIV/0! | #DIV/0! | #DIV/0! | 0 | 0 | 0 | 0 | 0 | 0 | 0 | 0.05 | 0 | 0 | 0 | 0 | 0 | 0 | 0 | 0 | 0 | 0 | 0 | 0 | 0 | 0 | 0 | 0 | 0 | 0 | 0 | 0 | 0 | 0 | 0 | 0 | 0 | 0 | 0 | 0 | 0 | 0 | 0 | Slope | Slope | Slope | Slope | Slope | Slope | Slope | Slope | Slope | Slope | Slope | Slope | Slope | Slope | Slope | Slope | Slope | Slope | Slope | Slope | Slope | Slope | Slope | Slope | Slope | Slope | Slope | Slope | Slope | Slope | Slope |  | 1 | 1 | 1 | 1 | 1 | 1 | 1 | 1 | 1 | 1 | 1 | 1 | 1 | 1 | 1 | 1 | 1 | 1 | 1 | 1 | 1 | 1 | 1 | 1 | 1 | 1 | 1 | 1 | 1 | 1 | 1 | 0 | #N/A | #N/A | 0 | 0.66667 | 0.66667 | 0.65556 | 0.64444 | 0.63333 | 0.62222 | 0.61111 | 0.6 | 0.58889 | 0.57778 | 0.56667 | 0.55556 | 0.54444 | 0.53333 | 0.52222 | 0.51111 | 0.5 | 0.48889 | 0.47778 | 0.46667 | 0.45556 | 0.44444 | 0.43333 | 0.42222 | 0.41111 | 0.4 | 0.38889 | 0.37778 | 0.36667 | 0.35556 | 0.34444 | 0 | 0.66667 | 0 | 0 | Slope | NaN | 0 | 0 |  | 1 | 0 | 0 | 1 | 0 | 0 | Slope | 2 | NaN | 0 | 0 | 0 | 0 | 0 | 0
85 | 0:14 | [8 empty] | 0 | 0 | 0 | 0 | [13 empty] | #DIV/0! | #DIV/0! | #DIV/0! | #DIV/0! | #DIV/0! | #DIV/0! | #DIV/0! | #DIV/0! | #DIV/0! | #DIV/0! | #DIV/0! | #DIV/0! | #DIV/0! | #DIV/0! | #DIV/0! | #DIV/0! | #DIV/0! | #DIV/0! | #DIV/0! | #DIV/0! | #DIV/0! | #DIV/0! | #DIV/0! | #DIV/0! | #DIV/0! | #DIV/0! | #DIV/0! | #DIV/0! | #DIV/0! | #DIV/0! | #DIV/0! | 0 | 0 | 0 | 0 | 0 | 0 | 0 | 0.05 | 0 | 0 | 0 | 0 | 0 | 0 | 0 | 0 | 0 | 0 | 0 | 0 | 0 | 0 | 0 | 0 | 0 | 0 | 0 | 0 | 0 | 0 | 0 | 0 | 0 | 0 | 0 | 0 | 0 | 0 | 0 | Slope | Slope | Slope | Slope | Slope | Slope | Slope | Slope | Slope | Slope | Slope | Slope | Slope | Slope | Slope | Slope | Slope | Slope | Slope | Slope | Slope | Slope | Slope | Slope | Slope | Slope | Slope | Slope | Slope | Slope | Slope |  | 1 | 1 | 1 | 1 | 1 | 1 | 1 | 1 | 1 | 1 | 1 | 1 | 1 | 1 | 1 | 1 | 1 | 1 | 1 | 1 | 1 | 1 | 1 | 1 | 1 | 1 | 1 | 1 | 1 | 1 | 1 | 0 | #N/A | #N/A | 0 | 0.66667 | 0.66667 | 0.65556 | 0.64444 | 0.63333 | 0.62222 | 0.61111 | 0.6 | 0.58889 | 0.57778 | 0.56667 | 0.55556 | 0.54444 | 0.53333 | 0.52222 | 0.51111 | 0.5 | 0.48889 | 0.47778 | 0.46667 | 0.45556 | 0.44444 | 0.43333 | 0.42222 | 0.41111 | 0.4 | 0.38889 | 0.37778 | 0.36667 | 0.35556 | 0.34444 | 0 | 0.66667 | 0 | 0 | Slope | NaN | 0 | 0 |  | 1 | 0 | 0 | 1 | 0 | 0 | Slope | 2 | NaN | 0 | 0 | 0 | 0 | 0 | 0
86 | 0:14 | [8 empty] | 0 | 0 | 0 | 0 | [13 empty] | #DIV/0! | #DIV/0! | #DIV/0! | #DIV/0! | #DIV/0! | #DIV/0! | #DIV/0! | #DIV/0! | #DIV/0! | #DIV/0! | #DIV/0! | #DIV/0! | #DIV/0! | #DIV/0! | #DIV/0! | #DIV/0! | #DIV/0! | #DIV/0! | #DIV/0! | #DIV/0! | #DIV/0! | #DIV/0! | #DIV/0! | #DIV/0! | #DIV/0! | #DIV/0! | #DIV/0! | #DIV/0! | #DIV/0! | #DIV/0! | #DIV/0! | 0 | 0 | 0 | 0 | 0 | 0 | 0 | 0.05 | 0 | 0 | 0 | 0 | 0 | 0 | 0 | 0 | 0 | 0 | 0 | 0 | 0 | 0 | 0 | 0 | 0 | 0 | 0 | 0 | 0 | 0 | 0 | 0 | 0 | 0 | 0 | 0 | 0 | 0 | 0 | Slope | Slope | Slope | Slope | Slope | Slope | Slope | Slope | Slope | Slope | Slope | Slope | Slope | Slope | Slope | Slope | Slope | Slope | Slope | Slope | Slope | Slope | Slope | Slope | Slope | Slope | Slope | Slope | Slope | Slope | Slope |  | 1 | 1 | 1 | 1 | 1 | 1 | 1 | 1 | 1 | 1 | 1 | 1 | 1 | 1 | 1 | 1 | 1 | 1 | 1 | 1 | 1 | 1 | 1 | 1 | 1 | 1 | 1 | 1 | 1 | 1 | 1 | 0 | #N/A | #N/A | 0 | 0.66667 | 0.66667 | 0.65556 | 0.64444 | 0.63333 | 0.62222 | 0.61111 | 0.6 | 0.58889 | 0.57778 | 0.56667 | 0.55556 | 0.54444 | 0.53333 | 0.52222 | 0.51111 | 0.5 | 0.48889 | 0.47778 | 0.46667 | 0.45556 | 0.44444 | 0.43333 | 0.42222 | 0.41111 | 0.4 | 0.38889 | 0.37778 | 0.36667 | 0.35556 | 0.34444 | 0 | 0.66667 | 0 | 0 | Slope | NaN | 0 | 0 |  | 1 | 0 | 0 | 1 | 0 | 0 | Slope | 2 | NaN | 0 | 0 | 0 | 0 | 0 | 0
87 | 0:14 | [8 empty] | 0 | 0 | 0 | 0 | [13 empty] | #DIV/0! | #DIV/0! | #DIV/0! | #DIV/0! | #DIV/0! | #DIV/0! | #DIV/0! | #DIV/0! | #DIV/0! | #DIV/0! | #DIV/0! | #DIV/0! | #DIV/0! | #DIV/0! | #DIV/0! | #DIV/0! | #DIV/0! | #DIV/0! | #DIV/0! | #DIV/0! | #DIV/0! | #DIV/0! | #DIV/0! | #DIV/0! | #DIV/0! | #DIV/0! | #DIV/0! | #DIV/0! | #DIV/0! | #DIV/0! | #DIV/0! | 0 | 0 | 0 | 0 | 0 | 0 | 0 | 0.05 | 0 | 0 | 0 | 0 | 0 | 0 | 0 | 0 | 0 | 0 | 0 | 0 | 0 | 0 | 0 | 0 | 0 | 0 | 0 | 0 | 0 | 0 | 0 | 0 | 0 | 0 | 0 | 0 | 0 | 0 | 0 | Slope | Slope | Slope | Slope | Slope | Slope | Slope | Slope | Slope | Slope | Slope | Slope | Slope | Slope | Slope | Slope | Slope | Slope | Slope | Slope | Slope | Slope | Slope | Slope | Slope | Slope | Slope | Slope | Slope | Slope | Slope |  | 1 | 1 | 1 | 1 | 1 | 1 | 1 | 1 | 1 | 1 | 1 | 1 | 1 | 1 | 1 | 1 | 1 | 1 | 1 | 1 | 1 | 1 | 1 | 1 | 1 | 1 | 1 | 1 | 1 | 1 | 1 | 0 | #N/A | #N/A | 0 | 0.66667 | 0.66667 | 0.65556 | 0.64444 | 0.63333 | 0.62222 | 0.61111 | 0.6 | 0.58889 | 0.57778 | 0.56667 | 0.55556 | 0.54444 | 0.53333 | 0.52222 | 0.51111 | 0.5 | 0.48889 | 0.47778 | 0.46667 | 0.45556 | 0.44444 | 0.43333 | 0.42222 | 0.41111 | 0.4 | 0.38889 | 0.37778 | 0.36667 | 0.35556 | 0.34444 | 0 | 0.66667 | 0 | 0 | Slope | NaN | 0 | 0 |  | 1 | 0 | 0 | 1 | 0 | 0 | Slope | 2 | NaN | 0 | 0 | 0 | 0 | 0 | 0
88 | 0:15 | [8 empty] | 0 | 0 | 0 | 0 | [13 empty] | #DIV/0! | #DIV/0! | #DIV/0! | #DIV/0! | #DIV/0! | #DIV/0! | #DIV/0! | #DIV/0! | #DIV/0! | #DIV/0! | #DIV/0! | #DIV/0! | #DIV/0! | #DIV/0! | #DIV/0! | #DIV/0! | #DIV/0! | #DIV/0! | #DIV/0! | #DIV/0! | #DIV/0! | #DIV/0! | #DIV/0! | #DIV/0! | #DIV/0! | #DIV/0! | #DIV/0! | #DIV/0! | #DIV/0! | #DIV/0! | #DIV/0! | 0 | 0 | 0 | 0 | 0 | 0 | 0 | 0.05 | 0 | 0 | 0 | 0 | 0 | 0 | 0 | 0 | 0 | 0 | 0 | 0 | 0 | 0 | 0 | 0 | 0 | 0 | 0 | 0 | 0 | 0 | 0 | 0 | 0 | 0 | 0 | 0 | 0 | 0 | 0 | Slope | Slope | Slope | Slope | Slope | Slope | Slope | Slope | Slope | Slope | Slope | Slope | Slope | Slope | Slope | Slope | Slope | Slope | Slope | Slope | Slope | Slope | Slope | Slope | Slope | Slope | Slope | Slope | Slope | Slope | Slope |  | 1 | 1 | 1 | 1 | 1 | 1 | 1 | 1 | 1 | 1 | 1 | 1 | 1 | 1 | 1 | 1 | 1 | 1 | 1 | 1 | 1 | 1 | 1 | 1 | 1 | 1 | 1 | 1 | 1 | 1 | 1 | 0 | #N/A | #N/A | 0 | 0.66667 | 0.66667 | 0.65556 | 0.64444 | 0.63333 | 0.62222 | 0.61111 | 0.6 | 0.58889 | 0.57778 | 0.56667 | 0.55556 | 0.54444 | 0.53333 | 0.52222 | 0.51111 | 0.5 | 0.48889 | 0.47778 | 0.46667 | 0.45556 | 0.44444 | 0.43333 | 0.42222 | 0.41111 | 0.4 | 0.38889 | 0.37778 | 0.36667 | 0.35556 | 0.34444 | 0 | 0.66667 | 0 | 0 | Slope | NaN | 0 | 0 |  | 1 | 0 | 0 | 1 | 0 | 0 | Slope | 2 | NaN | 0 | 0 | 0 | 0 | 0 | 0
89 | 0:15 | [8 empty] | 0 | 0 | 0 | 0 | [13 empty] | #DIV/0! | #DIV/0! | #DIV/0! | #DIV/0! | #DIV/0! | #DIV/0! | #DIV/0! | #DIV/0! | #DIV/0! | #DIV/0! | #DIV/0! | #DIV/0! | #DIV/0! | #DIV/0! | #DIV/0! | #DIV/0! | #DIV/0! | #DIV/0! | #DIV/0! | #DIV/0! | #DIV/0! | #DIV/0! | #DIV/0! | #DIV/0! | #DIV/0! | #DIV/0! | #DIV/0! | #DIV/0! | #DIV/0! | #DIV/0! | #DIV/0! | 0 | 0 | 0 | 0 | 0 | 0 | 0 | 0.05 | 0 | 0 | 0 | 0 | 0 | 0 | 0 | 0 | 0 | 0 | 0 | 0 | 0 | 0 | 0 | 0 | 0 | 0 | 0 | 0 | 0 | 0 | 0 | 0 | 0 | 0 | 0 | 0 | 0 | 0 | 0 | Slope | Slope | Slope | Slope | Slope | Slope | Slope | Slope | Slope | Slope | Slope | Slope | Slope | Slope | Slope | Slope | Slope | Slope | Slope | Slope | Slope | Slope | Slope | Slope | Slope | Slope | Slope | Slope | Slope | Slope | Slope |  | 1 | 1 | 1 | 1 | 1 | 1 | 1 | 1 | 1 | 1 | 1 | 1 | 1 | 1 | 1 | 1 | 1 | 1 | 1 | 1 | 1 | 1 | 1 | 1 | 1 | 1 | 1 | 1 | 1 | 1 | 1 | 0 | #N/A | #N/A | 0 | 0.66667 | 0.66667 | 0.65556 | 0.64444 | 0.63333 | 0.62222 | 0.61111 | 0.6 | 0.58889 | 0.57778 | 0.56667 | 0.55556 | 0.54444 | 0.53333 | 0.52222 | 0.51111 | 0.5 | 0.48889 | 0.47778 | 0.46667 | 0.45556 | 0.44444 | 0.43333 | 0.42222 | 0.41111 | 0.4 | 0.38889 | 0.37778 | 0.36667 | 0.35556 | 0.34444 | 0 | 0.66667 | 0 | 0 | Slope | NaN | 0 | 0 |  | 1 | 0 | 0 | 1 | 0 | 0 | Slope | 2 | NaN | 0 | 0 | 0 | 0 | 0 | 0
90 | 0:15 | [8 empty] | 0 | 0 | 0 | 0 | [13 empty] | #DIV/0! | #DIV/0! | #DIV/0! | #DIV/0! | #DIV/0! | #DIV/0! | #DIV/0! | #DIV/0! | #DIV/0! | #DIV/0! | #DIV/0! | #DIV/0! | #DIV/0! | #DIV/0! | #DIV/0! | #DIV/0! | #DIV/0! | #DIV/0! | #DIV/0! | #DIV/0! | #DIV/0! | #DIV/0! | #DIV/0! | #DIV/0! | #DIV/0! | #DIV/0! | #DIV/0! | #DIV/0! | #DIV/0! | #DIV/0! | #DIV/0! | 0 | 0 | 0 | 0 | 0 | 0 | 0 | 0.05 | 0 | 0 | 0 | 0 | 0 | 0 | 0 | 0 | 0 | 0 | 0 | 0 | 0 | 0 | 0 | 0 | 0 | 0 | 0 | 0 | 0 | 0 | 0 | 0 | 0 | 0 | 0 | 0 | 0 | 0 | 0 | Slope | Slope | Slope | Slope | Slope | Slope | Slope | Slope | Slope | Slope | Slope | Slope | Slope | Slope | Slope | Slope | Slope | Slope | Slope | Slope | Slope | Slope | Slope | Slope | Slope | Slope | Slope | Slope | Slope | Slope | Slope |  | 1 | 1 | 1 | 1 | 1 | 1 | 1 | 1 | 1 | 1 | 1 | 1 | 1 | 1 | 1 | 1 | 1 | 1 | 1 | 1 | 1 | 1 | 1 | 1 | 1 | 1 | 1 | 1 | 1 | 1 | 1 | 0 | #N/A | #N/A | 0 | 0.66667 | 0.66667 | 0.65556 | 0.64444 | 0.63333 | 0.62222 | 0.61111 | 0.6 | 0.58889 | 0.57778 | 0.56667 | 0.55556 | 0.54444 | 0.53333 | 0.52222 | 0.51111 | 0.5 | 0.48889 | 0.47778 | 0.46667 | 0.45556 | 0.44444 | 0.43333 | 0.42222 | 0.41111 | 0.4 | 0.38889 | 0.37778 | 0.36667 | 0.35556 | 0.34444 | 0 | 0.66667 | 0 | 0 | Slope | NaN | 0 | 0 |  | 1 | 0 | 0 | 1 | 0 | 0 | Slope | 2 | NaN | 0 | 0 | 0 | 0 | 0 | 0
91 | 0:15 | [8 empty] | 0 | 0 | 0 | 0 | [13 empty] | #DIV/0! | #DIV/0! | #DIV/0! | #DIV/0! | #DIV/0! | #DIV/0! | #DIV/0! | #DIV/0! | #DIV/0! | #DIV/0! | #DIV/0! | #DIV/0! | #DIV/0! | #DIV/0! | #DIV/0! | #DIV/0! | #DIV/0! | #DIV/0! | #DIV/0! | #DIV/0! | #DIV/0! | #DIV/0! | #DIV/0! | #DIV/0! | #DIV/0! | #DIV/0! | #DIV/0! | #DIV/0! | #DIV/0! | #DIV/0! | #DIV/0! | 0 | 0 | 0 | 0 | 0 | 0 | 0 | 0.05 | 0 | 0 | 0 | 0 | 0 | 0 | 0 | 0 | 0 | 0 | 0 | 0 | 0 | 0 | 0 | 0 | 0 | 0 | 0 | 0 | 0 | 0 | 0 | 0 | 0 | 0 | 0 | 0 | 0 | 0 | 0 | Slope | Slope | Slope | Slope | Slope | Slope | Slope | Slope | Slope | Slope | Slope | Slope | Slope | Slope | Slope | Slope | Slope | Slope | Slope | Slope | Slope | Slope | Slope | Slope | Slope | Slope | Slope | Slope | Slope | Slope | Slope |  | 1 | 1 | 1 | 1 | 1 | 1 | 1 | 1 | 1 | 1 | 1 | 1 | 1 | 1 | 1 | 1 | 1 | 1 | 1 | 1 | 1 | 1 | 1 | 1 | 1 | 1 | 1 | 1 | 1 | 1 | 1 | 0 | #N/A | #N/A | 0 | 0.66667 | 0.66667 | 0.65556 | 0.64444 | 0.63333 | 0.62222 | 0.61111 | 0.6 | 0.58889 | 0.57778 | 0.56667 | 0.55556 | 0.54444 | 0.53333 | 0.52222 | 0.51111 | 0.5 | 0.48889 | 0.47778 | 0.46667 | 0.45556 | 0.44444 | 0.43333 | 0.42222 | 0.41111 | 0.4 | 0.38889 | 0.37778 | 0.36667 | 0.35556 | 0.34444 | 0 | 0.66667 | 0 | 0 | Slope | NaN | 0 | 0 |  | 1 | 0 | 0 | 1 | 0 | 0 | Slope | 2 | NaN | 0 | 0 | 0 | 0 | 0 | 0
92 | 0:15 | [8 empty] | 0 | 0 | 0 | 0 | [13 empty] | #DIV/0! | #DIV/0! | #DIV/0! | #DIV/0! | #DIV/0! | #DIV/0! | #DIV/0! | #DIV/0! | #DIV/0! | #DIV/0! | #DIV/0! | #DIV/0! | #DIV/0! | #DIV/0! | #DIV/0! | #DIV/0! | #DIV/0! | #DIV/0! | #DIV/0! | #DIV/0! | #DIV/0! | #DIV/0! | #DIV/0! | #DIV/0! | #DIV/0! | #DIV/0! | #DIV/0! | #DIV/0! | #DIV/0! | #DIV/0! | #DIV/0! | 0 | 0 | 0 | 0 | 0 | 0 | 0 | 0.05 | 0 | 0 | 0 | 0 | 0 | 0 | 0 | 0 | 0 | 0 | 0 | 0 | 0 | 0 | 0 | 0 | 0 | 0 | 0 | 0 | 0 | 0 | 0 | 0 | 0 | 0 | 0 | 0 | 0 | 0 | 0 | Slope | Slope | Slope | Slope | Slope | Slope | Slope | Slope | Slope | Slope | Slope | Slope | Slope | Slope | Slope | Slope | Slope | Slope | Slope | Slope | Slope | Slope | Slope | Slope | Slope | Slope | Slope | Slope | Slope | Slope | Slope |  | 1 | 1 | 1 | 1 | 1 | 1 | 1 | 1 | 1 | 1 | 1 | 1 | 1 | 1 | 1 | 1 | 1 | 1 | 1 | 1 | 1 | 1 | 1 | 1 | 1 | 1 | 1 | 1 | 1 | 1 | 1 | 0 | #N/A | #N/A | 0 | 0.66667 | 0.66667 | 0.65556 | 0.64444 | 0.63333 | 0.62222 | 0.61111 | 0.6 | 0.58889 | 0.57778 | 0.56667 | 0.55556 | 0.54444 | 0.53333 | 0.52222 | 0.51111 | 0.5 | 0.48889 | 0.47778 | 0.46667 | 0.45556 | 0.44444 | 0.43333 | 0.42222 | 0.41111 | 0.4 | 0.38889 | 0.37778 | 0.36667 | 0.35556 | 0.34444 | 0 | 0.66667 | 0 | 0 | Slope | NaN | 0 | 0 |  | 1 | 0 | 0 | 1 | 0 | 0 | Slope | 2 | NaN | 0 | 0 | 0 | 0 | 0 | 0
93 | 0:15 | [8 empty] | 0 | 0 | 0 | 0 | [13 empty] | #DIV/0! | #DIV/0! | #DIV/0! | #DIV/0! | #DIV/0! | #DIV/0! | #DIV/0! | #DIV/0! | #DIV/0! | #DIV/0! | #DIV/0! | #DIV/0! | #DIV/0! | #DIV/0! | #DIV/0! | #DIV/0! | #DIV/0! | #DIV/0! | #DIV/0! | #DIV/0! | #DIV/0! | #DIV/0! | #DIV/0! | #DIV/0! | #DIV/0! | #DIV/0! | #DIV/0! | #DIV/0! | #DIV/0! | #DIV/0! | #DIV/0! | 0 | 0 | 0 | 0 | 0 | 0 | 0 | 0.05 | 0 | 0 | 0 | 0 | 0 | 0 | 0 | 0 | 0 | 0 | 0 | 0 | 0 | 0 | 0 | 0 | 0 | 0 | 0 | 0 | 0 | 0 | 0 | 0 | 0 | 0 | 0 | 0 | 0 | 0 | 0 | Slope | Slope | Slope | Slope | Slope | Slope | Slope | Slope | Slope | Slope | Slope | Slope | Slope | Slope | Slope | Slope | Slope | Slope | Slope | Slope | Slope | Slope | Slope | Slope | Slope | Slope | Slope | Slope | Slope | Slope | Slope |  | 1 | 1 | 1 | 1 | 1 | 1 | 1 | 1 | 1 | 1 | 1 | 1 | 1 | 1 | 1 | 1 | 1 | 1 | 1 | 1 | 1 | 1 | 1 | 1 | 1 | 1 | 1 | 1 | 1 | 1 | 1 | 0 | #N/A | #N/A | 0 | 0.66667 | 0.66667 | 0.65556 | 0.64444 | 0.63333 | 0.62222 | 0.61111 | 0.6 | 0.58889 | 0.57778 | 0.56667 | 0.55556 | 0.54444 | 0.53333 | 0.52222 | 0.51111 | 0.5 | 0.48889 | 0.47778 | 0.46667 | 0.45556 | 0.44444 | 0.43333 | 0.42222 | 0.41111 | 0.4 | 0.38889 | 0.37778 | 0.36667 | 0.35556 | 0.34444 | 0 | 0.66667 | 0 | 0 | Slope | NaN | 0 | 0 |  | 1 | 0 | 0 | 1 | 0 | 0 | Slope | 2 | NaN | 0 | 0 | 0 | 0 | 0 | 0
94 | 0:16 | [8 empty] | 0 | 0 | 0 | 0 | [13 empty] | #DIV/0! | #DIV/0! | #DIV/0! | #DIV/0! | #DIV/0! | #DIV/0! | #DIV/0! | #DIV/0! | #DIV/0! | #DIV/0! | #DIV/0! | #DIV/0! | #DIV/0! | #DIV/0! | #DIV/0! | #DIV/0! | #DIV/0! | #DIV/0! | #DIV/0! | #DIV/0! | #DIV/0! | #DIV/0! | #DIV/0! | #DIV/0! | #DIV/0! | #DIV/0! | #DIV/0! | #DIV/0! | #DIV/0! | #DIV/0! | #DIV/0! | 0 | 0 | 0 | 0 | 0 | 0 | 0 | 0.05 | 0 | 0 | 0 | 0 | 0 | 0 | 0 | 0 | 0 | 0 | 0 | 0 | 0 | 0 | 0 | 0 | 0 | 0 | 0 | 0 | 0 | 0 | 0 | 0 | 0 | 0 | 0 | 0 | 0 | 0 | 0 | Slope | Slope | Slope | Slope | Slope | Slope | Slope | Slope | Slope | Slope | Slope | Slope | Slope | Slope | Slope | Slope | Slope | Slope | Slope | Slope | Slope | Slope | Slope | Slope | Slope | Slope | Slope | Slope | Slope | Slope | Slope |  | 1 | 1 | 1 | 1 | 1 | 1 | 1 | 1 | 1 | 1 | 1 | 1 | 1 | 1 | 1 | 1 | 1 | 1 | 1 | 1 | 1 | 1 | 1 | 1 | 1 | 1 | 1 | 1 | 1 | 1 | 1 | 0 | #N/A | #N/A | 0 | 0.66667 | 0.66667 | 0.65556 | 0.64444 | 0.63333 | 0.62222 | 0.61111 | 0.6 | 0.58889 | 0.57778 | 0.56667 | 0.55556 | 0.54444 | 0.53333 | 0.52222 | 0.51111 | 0.5 | 0.48889 | 0.47778 | 0.46667 | 0.45556 | 0.44444 | 0.43333 | 0.42222 | 0.41111 | 0.4 | 0.38889 | 0.37778 | 0.36667 | 0.35556 | 0.34444 | 0 | 0.66667 | 0 | 0 | Slope | NaN | 0 | 0 |  | 1 | 0 | 0 | 1 | 0 | 0 | Slope | 2 | NaN | 0 | 0 | 0 | 0 | 0 | 0
95 | 0:16 | [8 empty] | 0 | 0 | 0 | 0 | [13 empty] | #DIV/0! | #DIV/0! | #DIV/0! | #DIV/0! | #DIV/0! | #DIV/0! | #DIV/0! | #DIV/0! | #DIV/0! | #DIV/0! | #DIV/0! | #DIV/0! | #DIV/0! | #DIV/0! | #DIV/0! | #DIV/0! | #DIV/0! | #DIV/0! | #DIV/0! | #DIV/0! | #DIV/0! | #DIV/0! | #DIV/0! | #DIV/0! | #DIV/0! | #DIV/0! | #DIV/0! | #DIV/0! | #DIV/0! | #DIV/0! | #DIV/0! | 0 | 0 | 0 | 0 | 0 | 0 | 0 | 0.05 | 0 | 0 | 0 | 0 | 0 | 0 | 0 | 0 | 0 | 0 | 0 | 0 | 0 | 0 | 0 | 0 | 0 | 0 | 0 | 0 | 0 | 0 | 0 | 0 | 0 | 0 | 0 | 0 | 0 | 0 | 0 | Slope | Slope | Slope | Slope | Slope | Slope | Slope | Slope | Slope | Slope | Slope | Slope | Slope | Slope | Slope | Slope | Slope | Slope | Slope | Slope | Slope | Slope | Slope | Slope | Slope | Slope | Slope | Slope | Slope | Slope | Slope |  | 1 | 1 | 1 | 1 | 1 | 1 | 1 | 1 | 1 | 1 | 1 | 1 | 1 | 1 | 1 | 1 | 1 | 1 | 1 | 1 | 1 | 1 | 1 | 1 | 1 | 1 | 1 | 1 | 1 | 1 | 1 | 0 | #N/A | #N/A | 0 | 0.66667 | 0.66667 | 0.65556 | 0.64444 | 0.63333 | 0.62222 | 0.61111 | 0.6 | 0.58889 | 0.57778 | 0.56667 | 0.55556 | 0.54444 | 0.53333 | 0.52222 | 0.51111 | 0.5 | 0.48889 | 0.47778 | 0.46667 | 0.45556 | 0.44444 | 0.43333 | 0.42222 | 0.41111 | 0.4 | 0.38889 | 0.37778 | 0.36667 | 0.35556 | 0.34444 | 0 | 0.66667 | 0 | 0 | Slope | NaN | 0 | 0 |  | 1 | 0 | 0 | 1 | 0 | 0 | Slope | 2 | NaN | 0 | 0 | 0 | 0 | 0 | 0
96 | 0:16 | [8 empty] | 0 | 0 | 0 | 0 | [13 empty] | #DIV/0! | #DIV/0! | #DIV/0! | #DIV/0! | #DIV/0! | #DIV/0! | #DIV/0! | #DIV/0! | #DIV/0! | #DIV/0! | #DIV/0! | #DIV/0! | #DIV/0! | #DIV/0! | #DIV/0! | #DIV/0! | #DIV/0! | #DIV/0! | #DIV/0! | #DIV/0! | #DIV/0! | #DIV/0! | #DIV/0! | #DIV/0! | #DIV/0! | #DIV/0! | #DIV/0! | #DIV/0! | #DIV/0! | #DIV/0! | #DIV/0! | 0 | 0 | 0 | 0 | 0 | 0 | 0 | 0.05 | 0 | 0 | 0 | 0 | 0 | 0 | 0 | 0 | 0 | 0 | 0 | 0 | 0 | 0 | 0 | 0 | 0 | 0 | 0 | 0 | 0 | 0 | 0 | 0 | 0 | 0 | 0 | 0 | 0 | 0 | 0 | Slope | Slope | Slope | Slope | Slope | Slope | Slope | Slope | Slope | Slope | Slope | Slope | Slope | Slope | Slope | Slope | Slope | Slope | Slope | Slope | Slope | Slope | Slope | Slope | Slope | Slope | Slope | Slope | Slope | Slope | Slope |  | 1 | 1 | 1 | 1 | 1 | 1 | 1 | 1 | 1 | 1 | 1 | 1 | 1 | 1 | 1 | 1 | 1 | 1 | 1 | 1 | 1 | 1 | 1 | 1 | 1 | 1 | 1 | 1 | 1 | 1 | 1 | 0 | #N/A | #N/A | 0 | 0.66667 | 0.66667 | 0.65556 | 0.64444 | 0.63333 | 0.62222 | 0.61111 | 0.6 | 0.58889 | 0.57778 | 0.56667 | 0.55556 | 0.54444 | 0.53333 | 0.52222 | 0.51111 | 0.5 | 0.48889 | 0.47778 | 0.46667 | 0.45556 | 0.44444 | 0.43333 | 0.42222 | 0.41111 | 0.4 | 0.38889 | 0.37778 | 0.36667 | 0.35556 | 0.34444 | 0 | 0.66667 | 0 | 0 | Slope | NaN | 0 | 0 |  | 1 | 0 | 0 | 1 | 0 | 0 | Slope | 2 | NaN | 0 | 0 | 0 | 0 | 0 | 0
97 | 0:16 | [8 empty] | 0 | 0 | 0 | 0 | [13 empty] | #DIV/0! | #DIV/0! | #DIV/0! | #DIV/0! | #DIV/0! | #DIV/0! | #DIV/0! | #DIV/0! | #DIV/0! | #DIV/0! | #DIV/0! | #DIV/0! | #DIV/0! | #DIV/0! | #DIV/0! | #DIV/0! | #DIV/0! | #DIV/0! | #DIV/0! | #DIV/0! | #DIV/0! | #DIV/0! | #DIV/0! | #DIV/0! | #DIV/0! | #DIV/0! | #DIV/0! | #DIV/0! | #DIV/0! | #DIV/0! | #DIV/0! | 0 | 0 | 0 | 0 | 0 | 0 | 0 | 0.05 | 0 | 0 | 0 | 0 | 0 | 0 | 0 | 0 | 0 | 0 | 0 | 0 | 0 | 0 | 0 | 0 | 0 | 0 | 0 | 0 | 0 | 0 | 0 | 0 | 0 | 0 | 0 | 0 | 0 | 0 | 0 | Slope | Slope | Slope | Slope | Slope | Slope | Slope | Slope | Slope | Slope | Slope | Slope | Slope | Slope | Slope | Slope | Slope | Slope | Slope | Slope | Slope | Slope | Slope | Slope | Slope | Slope | Slope | Slope | Slope | Slope | Slope |  | 1 | 1 | 1 | 1 | 1 | 1 | 1 | 1 | 1 | 1 | 1 | 1 | 1 | 1 | 1 | 1 | 1 | 1 | 1 | 1 | 1 | 1 | 1 | 1 | 1 | 1 | 1 | 1 | 1 | 1 | 1 | 0 | #N/A | #N/A | 0 | 0.66667 | 0.66667 | 0.65556 | 0.64444 | 0.63333 | 0.62222 | 0.61111 | 0.6 | 0.58889 | 0.57778 | 0.56667 | 0.55556 | 0.54444 | 0.53333 | 0.52222 | 0.51111 | 0.5 | 0.48889 | 0.47778 | 0.46667 | 0.45556 | 0.44444 | 0.43333 | 0.42222 | 0.41111 | 0.4 | 0.38889 | 0.37778 | 0.36667 | 0.35556 | 0.34444 | 0 | 0.66667 | 0 | 0 | Slope | NaN | 0 | 0 |  | 1 | 0 | 0 | 1 | 0 | 0 | Slope | 2 | NaN | 0 | 0 | 0 | 0 | 0 | 0
98 | 0:16 | [8 empty] | 0 | 0 | 0 | 0 | [13 empty] | #DIV/0! | #DIV/0! | #DIV/0! | #DIV/0! | #DIV/0! | #DIV/0! | #DIV/0! | #DIV/0! | #DIV/0! | #DIV/0! | #DIV/0! | #DIV/0! | #DIV/0! | #DIV/0! | #DIV/0! | #DIV/0! | #DIV/0! | #DIV/0! | #DIV/0! | #DIV/0! | #DIV/0! | #DIV/0! | #DIV/0! | #DIV/0! | #DIV/0! | #DIV/0! | #DIV/0! | #DIV/0! | #DIV/0! | #DIV/0! | #DIV/0! | 0 | 0 | 0 | 0 | 0 | 0 | 0 | 0.05 | 0 | 0 | 0 | 0 | 0 | 0 | 0 | 0 | 0 | 0 | 0 | 0 | 0 | 0 | 0 | 0 | 0 | 0 | 0 | 0 | 0 | 0 | 0 | 0 | 0 | 0 | 0 | 0 | 0 | 0 | 0 | Slope | Slope | Slope | Slope | Slope | Slope | Slope | Slope | Slope | Slope | Slope | Slope | Slope | Slope | Slope | Slope | Slope | Slope | Slope | Slope | Slope | Slope | Slope | Slope | Slope | Slope | Slope | Slope | Slope | Slope | Slope |  | 1 | 1 | 1 | 1 | 1 | 1 | 1 | 1 | 1 | 1 | 1 | 1 | 1 | 1 | 1 | 1 | 1 | 1 | 1 | 1 | 1 | 1 | 1 | 1 | 1 | 1 | 1 | 1 | 1 | 1 | 1 | 0 | #N/A | #N/A | 0 | 0.66667 | 0.66667 | 0.65556 | 0.64444 | 0.63333 | 0.62222 | 0.61111 | 0.6 | 0.58889 | 0.57778 | 0.56667 | 0.55556 | 0.54444 | 0.53333 | 0.52222 | 0.51111 | 0.5 | 0.48889 | 0.47778 | 0.46667 | 0.45556 | 0.44444 | 0.43333 | 0.42222 | 0.41111 | 0.4 | 0.38889 | 0.37778 | 0.36667 | 0.35556 | 0.34444 | 0 | 0.66667 | 0 | 0 | Slope | NaN | 0 | 0 |  | 1 | 0 | 0 | 1 | 0 | 0 | Slope | 2 | NaN | 0 | 0 | 0 | 0 | 0 | 0
99 | 0:16 | [8 empty] | 0 | 0 | 0 | 0 | [13 empty] | #DIV/0! | #DIV/0! | #DIV/0! | #DIV/0! | #DIV/0! | #DIV/0! | #DIV/0! | #DIV/0! | #DIV/0! | #DIV/0! | #DIV/0! | #DIV/0! | #DIV/0! | #DIV/0! | #DIV/0! | #DIV/0! | #DIV/0! | #DIV/0! | #DIV/0! | #DIV/0! | #DIV/0! | #DIV/0! | #DIV/0! | #DIV/0! | #DIV/0! | #DIV/0! | #DIV/0! | #DIV/0! | #DIV/0! | #DIV/0! | #DIV/0! | 0 | 0 | 0 | 0 | 0 | 0 | 0 | 0.05 | 0 | 0 | 0 | 0 | 0 | 0 | 0 | 0 | 0 | 0 | 0 | 0 | 0 | 0 | 0 | 0 | 0 | 0 | 0 | 0 | 0 | 0 | 0 | 0 | 0 | 0 | 0 | 0 | 0 | 0 | 0 | Slope | Slope | Slope | Slope | Slope | Slope | Slope | Slope | Slope | Slope | Slope | Slope | Slope | Slope | Slope | Slope | Slope | Slope | Slope | Slope | Slope | Slope | Slope | Slope | Slope | Slope | Slope | Slope | Slope | Slope | Slope |  | 1 | 1 | 1 | 1 | 1 | 1 | 1 | 1 | 1 | 1 | 1 | 1 | 1 | 1 | 1 | 1 | 1 | 1 | 1 | 1 | 1 | 1 | 1 | 1 | 1 | 1 | 1 | 1 | 1 | 1 | 1 | 0 | #N/A | #N/A | 0 | 0.66667 | 0.66667 | 0.65556 | 0.64444 | 0.63333 | 0.62222 | 0.61111 | 0.6 | 0.58889 | 0.57778 | 0.56667 | 0.55556 | 0.54444 | 0.53333 | 0.52222 | 0.51111 | 0.5 | 0.48889 | 0.47778 | 0.46667 | 0.45556 | 0.44444 | 0.43333 | 0.42222 | 0.41111 | 0.4 | 0.38889 | 0.37778 | 0.36667 | 0.35556 | 0.34444 | 0 | 0.66667 | 0 | 0 | Slope | NaN | 0 | 0 |  | 1 | 0 | 0 | 1 | 0 | 0 | Slope | 2 | NaN | 0 | 0 | 0 | 0 | 0 | 0
100 | 0:17 | [8 empty] | 0 | 0 | 0 | 0 | [13 empty] | #DIV/0! | #DIV/0! | #DIV/0! | #DIV/0! | #DIV/0! | #DIV/0! | #DIV/0! | #DIV/0! | #DIV/0! | #DIV/0! | #DIV/0! | #DIV/0! | #DIV/0! | #DIV/0! | #DIV/0! | #DIV/0! | #DIV/0! | #DIV/0! | #DIV/0! | #DIV/0! | #DIV/0! | #DIV/0! | #DIV/0! | #DIV/0! | #DIV/0! | #DIV/0! | #DIV/0! | #DIV/0! | #DIV/0! | #DIV/0! | #DIV/0! | 0 | 0 | 0 | 0 | 0 | 0 | 0 | 0.05 | 0 | 0 | 0 | 0 | 0 | 0 | 0 | 0 | 0 | 0 | 0 | 0 | 0 | 0 | 0 | 0 | 0 | 0 | 0 | 0 | 0 | 0 | 0 | 0 | 0 | 0 | 0 | 0 | 0 | 0 | 0 | Slope | Slope | Slope | Slope | Slope | Slope | Slope | Slope | Slope | Slope | Slope | Slope | Slope | Slope | Slope | Slope | Slope | Slope | Slope | Slope | Slope | Slope | Slope | Slope | Slope | Slope | Slope | Slope | Slope | Slope | Slope |  | 1 | 1 | 1 | 1 | 1 | 1 | 1 | 1 | 1 | 1 | 1 | 1 | 1 | 1 | 1 | 1 | 1 | 1 | 1 | 1 | 1 | 1 | 1 | 1 | 1 | 1 | 1 | 1 | 1 | 1 | 1 | 0 | #N/A | #N/A | 0 | 0.66667 | 0.66667 | 0.65556 | 0.64444 | 0.63333 | 0.62222 | 0.61111 | 0.6 | 0.58889 | 0.57778 | 0.56667 | 0.55556 | 0.54444 | 0.53333 | 0.52222 | 0.51111 | 0.5 | 0.48889 | 0.47778 | 0.46667 | 0.45556 | 0.44444 | 0.43333 | 0.42222 | 0.41111 | 0.4 | 0.38889 | 0.37778 | 0.36667 | 0.35556 | 0.34444 | 0 | 0.66667 | 0 | 0 | Slope | NaN | 0 | 0 |  | 1 | 0 | 0 | 1 | 0 | 0 | Slope | 2 | NaN | 0 | 0 | 0 | 0 | 0 | 0
101 | 0:17 | [8 empty] | 0 | 0 | 0 | 0 | [13 empty] | #DIV/0! | #DIV/0! | #DIV/0! | #DIV/0! | #DIV/0! | #DIV/0! | #DIV/0! | #DIV/0! | #DIV/0! | #DIV/0! | #DIV/0! | #DIV/0! | #DIV/0! | #DIV/0! | #DIV/0! | #DIV/0! | #DIV/0! | #DIV/0! | #DIV/0! | #DIV/0! | #DIV/0! | #DIV/0! | #DIV/0! | #DIV/0! | #DIV/0! | #DIV/0! | #DIV/0! | #DIV/0! | #DIV/0! | #DIV/0! | #DIV/0! | 0 | 0 | 0 | 0 | 0 | 0 | 0 | 0.05 | 0 | 0 | 0 | 0 | 0 | 0 | 0 | 0 | 0 | 0 | 0 | 0 | 0 | 0 | 0 | 0 | 0 | 0 | 0 | 0 | 0 | 0 | 0 | 0 | 0 | 0 | 0 | 0 | 0 | 0 | 0 | Slope | Slope | Slope | Slope | Slope | Slope | Slope | Slope | Slope | Slope | Slope | Slope | Slope | Slope | Slope | Slope | Slope | Slope | Slope | Slope | Slope | Slope | Slope | Slope | Slope | Slope | Slope | Slope | Slope | Slope | Slope |  | 1 | 1 | 1 | 1 | 1 | 1 | 1 | 1 | 1 | 1 | 1 | 1 | 1 | 1 | 1 | 1 | 1 | 1 | 1 | 1 | 1 | 1 | 1 | 1 | 1 | 1 | 1 | 1 | 1 | 1 | 1 | 0 | #N/A | #N/A | 0 | 0.66667 | 0.66667 | 0.65556 | 0.64444 | 0.63333 | 0.62222 | 0.61111 | 0.6 | 0.58889 | 0.57778 | 0.56667 | 0.55556 | 0.54444 | 0.53333 | 0.52222 | 0.51111 | 0.5 | 0.48889 | 0.47778 | 0.46667 | 0.45556 | 0.44444 | 0.43333 | 0.42222 | 0.41111 | 0.4 | 0.38889 | 0.37778 | 0.36667 | 0.35556 | 0.34444 | 0 | 0.66667 | 0 | 0 | Slope | NaN | 0 | 0 |  | 1 | 0 | 0 | 1 | 0 | 0 | Slope | 2 | NaN | 0 | 0 | 0 | 0 | 0 | 0
102 | 0:17 | [8 empty] | 0 | 0 | 0 | 0 | [13 empty] | #DIV/0! | #DIV/0! | #DIV/0! | #DIV/0! | #DIV/0! | #DIV/0! | #DIV/0! | #DIV/0! | #DIV/0! | #DIV/0! | #DIV/0! | #DIV/0! | #DIV/0! | #DIV/0! | #DIV/0! | #DIV/0! | #DIV/0! | #DIV/0! | #DIV/0! | #DIV/0! | #DIV/0! | #DIV/0! | #DIV/0! | #DIV/0! | #DIV/0! | #DIV/0! | #DIV/0! | #DIV/0! | #DIV/0! | #DIV/0! | #DIV/0! | 0 | 0 | 0 | 0 | 0 | 0 | 0 | 0.05 | 0 | 0 | 0 | 0 | 0 | 0 | 0 | 0 | 0 | 0 | 0 | 0 | 0 | 0 | 0 | 0 | 0 | 0 | 0 | 0 | 0 | 0 | 0 | 0 | 0 | 0 | 0 | 0 | 0 | 0 | 0 | Slope | Slope | Slope | Slope | Slope | Slope | Slope | Slope | Slope | Slope | Slope | Slope | Slope | Slope | Slope | Slope | Slope | Slope | Slope | Slope | Slope | Slope | Slope | Slope | Slope | Slope | Slope | Slope | Slope | Slope | Slope |  | 1 | 1 | 1 | 1 | 1 | 1 | 1 | 1 | 1 | 1 | 1 | 1 | 1 | 1 | 1 | 1 | 1 | 1 | 1 | 1 | 1 | 1 | 1 | 1 | 1 | 1 | 1 | 1 | 1 | 1 | 1 | 0 | #N/A | #N/A | 0 | 0.66667 | 0.66667 | 0.65556 | 0.64444 | 0.63333 | 0.62222 | 0.61111 | 0.6 | 0.58889 | 0.57778 | 0.56667 | 0.55556 | 0.54444 | 0.53333 | 0.52222 | 0.51111 | 0.5 | 0.48889 | 0.47778 | 0.46667 | 0.45556 | 0.44444 | 0.43333 | 0.42222 | 0.41111 | 0.4 | 0.38889 | 0.37778 | 0.36667 | 0.35556 | 0.34444 | 0 | 0.66667 | 0 | 0 | Slope | NaN | 0 | 0 |  | 1 | 0 | 0 | 1 | 0 | 0 | Slope | 2 | NaN | 0 | 0 | 0 | 0 | 0 | 0
103 | 0:17 | [8 empty] | 0 | 0 | 0 | 0 | [13 empty] | #DIV/0! | #DIV/0! | #DIV/0! | #DIV/0! | #DIV/0! | #DIV/0! | #DIV/0! | #DIV/0! | #DIV/0! | #DIV/0! | #DIV/0! | #DIV/0! | #DIV/0! | #DIV/0! | #DIV/0! | #DIV/0! | #DIV/0! | #DIV/0! | #DIV/0! | #DIV/0! | #DIV/0! | #DIV/0! | #DIV/0! | #DIV/0! | #DIV/0! | #DIV/0! | #DIV/0! | #DIV/0! | #DIV/0! | #DIV/0! | #DIV/0! | 0 | 0 | 0 | 0 | 0 | 0 | 0 | 0.05 | 0 | 0 | 0 | 0 | 0 | 0 | 0 | 0 | 0 | 0 | 0 | 0 | 0 | 0 | 0 | 0 | 0 | 0 | 0 | 0 | 0 | 0 | 0 | 0 | 0 | 0 | 0 | 0 | 0 | 0 | 0 | Slope | Slope | Slope | Slope | Slope | Slope | Slope | Slope | Slope | Slope | Slope | Slope | Slope | Slope | Slope | Slope | Slope | Slope | Slope | Slope | Slope | Slope | Slope | Slope | Slope | Slope | Slope | Slope | Slope | Slope | Slope |  | 1 | 1 | 1 | 1 | 1 | 1 | 1 | 1 | 1 | 1 | 1 | 1 | 1 | 1 | 1 | 1 | 1 | 1 | 1 | 1 | 1 | 1 | 1 | 1 | 1 | 1 | 1 | 1 | 1 | 1 | 1 | 0 | #N/A | #N/A | 0 | 0.66667 | 0.66667 | 0.65556 | 0.64444 | 0.63333 | 0.62222 | 0.61111 | 0.6 | 0.58889 | 0.57778 | 0.56667 | 0.55556 | 0.54444 | 0.53333 | 0.52222 | 0.51111 | 0.5 | 0.48889 | 0.47778 | 0.46667 | 0.45556 | 0.44444 | 0.43333 | 0.42222 | 0.41111 | 0.4 | 0.38889 | 0.37778 | 0.36667 | 0.35556 | 0.34444 | 0 | 0.66667 | 0 | 0 | Slope | NaN | 0 | 0 |  | 1 | 0 | 0 | 1 | 0 | 0 | Slope | 2 | NaN | 0 | 0 | 0 | 0 | 0 | 0
104 | 0:17 | [8 empty] | 0 | 0 | 0 | 0 | [13 empty] | #DIV/0! | #DIV/0! | #DIV/0! | #DIV/0! | #DIV/0! | #DIV/0! | #DIV/0! | #DIV/0! | #DIV/0! | #DIV/0! | #DIV/0! | #DIV/0! | #DIV/0! | #DIV/0! | #DIV/0! | #DIV/0! | #DIV/0! | #DIV/0! | #DIV/0! | #DIV/0! | #DIV/0! | #DIV/0! | #DIV/0! | #DIV/0! | #DIV/0! | #DIV/0! | #DIV/0! | #DIV/0! | #DIV/0! | #DIV/0! | #DIV/0! | 0 | 0 | 0 | 0 | 0 | 0 | 0 | 0.05 | 0 | 0 | 0 | 0 | 0 | 0 | 0 | 0 | 0 | 0 | 0 | 0 | 0 | 0 | 0 | 0 | 0 | 0 | 0 | 0 | 0 | 0 | 0 | 0 | 0 | 0 | 0 | 0 | 0 | 0 | 0 | Slope | Slope | Slope | Slope | Slope | Slope | Slope | Slope | Slope | Slope | Slope | Slope | Slope | Slope | Slope | Slope | Slope | Slope | Slope | Slope | Slope | Slope | Slope | Slope | Slope | Slope | Slope | Slope | Slope | Slope | Slope |  | 1 | 1 | 1 | 1 | 1 | 1 | 1 | 1 | 1 | 1 | 1 | 1 | 1 | 1 | 1 | 1 | 1 | 1 | 1 | 1 | 1 | 1 | 1 | 1 | 1 | 1 | 1 | 1 | 1 | 1 | 1 | 0 | #N/A | #N/A | 0 | 0.66667 | 0.66667 | 0.65556 | 0.64444 | 0.63333 | 0.62222 | 0.61111 | 0.6 | 0.58889 | 0.57778 | 0.56667 | 0.55556 | 0.54444 | 0.53333 | 0.52222 | 0.51111 | 0.5 | 0.48889 | 0.47778 | 0.46667 | 0.45556 | 0.44444 | 0.43333 | 0.42222 | 0.41111 | 0.4 | 0.38889 | 0.37778 | 0.36667 | 0.35556 | 0.34444 | 0 | 0.66667 | 0 | 0 | Slope | NaN | 0 | 0 |  | 1 | 0 | 0 | 1 | 0 | 0 | Slope | 2 | NaN | 0 | 0 | 0 | 0 | 0 | 0
105 | 0:17 | [8 empty] | 0 | 0 | 0 | 0 | [13 empty] | #DIV/0! | #DIV/0! | #DIV/0! | #DIV/0! | #DIV/0! | #DIV/0! | #DIV/0! | #DIV/0! | #DIV/0! | #DIV/0! | #DIV/0! | #DIV/0! | #DIV/0! | #DIV/0! | #DIV/0! | #DIV/0! | #DIV/0! | #DIV/0! | #DIV/0! | #DIV/0! | #DIV/0! | #DIV/0! | #DIV/0! | #DIV/0! | #DIV/0! | #DIV/0! | #DIV/0! | #DIV/0! | #DIV/0! | #DIV/0! | #DIV/0! | 0 | 0 | 0 | 0 | 0 | 0 | 0 | 0.05 | 0 | 0 | 0 | 0 | 0 | 0 | 0 | 0 | 0 | 0 | 0 | 0 | 0 | 0 | 0 | 0 | 0 | 0 | 0 | 0 | 0 | 0 | 0 | 0 | 0 | 0 | 0 | 0 | 0 | 0 | 0 | Slope | Slope | Slope | Slope | Slope | Slope | Slope | Slope | Slope | Slope | Slope | Slope | Slope | Slope | Slope | Slope | Slope | Slope | Slope | Slope | Slope | Slope | Slope | Slope | Slope | Slope | Slope | Slope | Slope | Slope | Slope |  | 1 | 1 | 1 | 1 | 1 | 1 | 1 | 1 | 1 | 1 | 1 | 1 | 1 | 1 | 1 | 1 | 1 | 1 | 1 | 1 | 1 | 1 | 1 | 1 | 1 | 1 | 1 | 1 | 1 | 1 | 1 | 0 | #N/A | #N/A | 0 | 0.66667 | 0.66667 | 0.65556 | 0.64444 | 0.63333 | 0.62222 | 0.61111 | 0.6 | 0.58889 | 0.57778 | 0.56667 | 0.55556 | 0.54444 | 0.53333 | 0.52222 | 0.51111 | 0.5 | 0.48889 | 0.47778 | 0.46667 | 0.45556 | 0.44444 | 0.43333 | 0.42222 | 0.41111 | 0.4 | 0.38889 | 0.37778 | 0.36667 | 0.35556 | 0.34444 | 0 | 0.66667 | 0 | 0 | Slope | NaN | 0 | 0 |  | 1 | 0 | 0 | 1 | 0 | 0 | Slope | 2 | NaN | 0 | 0 | 0 | 0 | 0 | 0
106 | 0:18 | [8 empty] | 0 | 0 | 0 | 0 | [13 empty] | #DIV/0! | #DIV/0! | #DIV/0! | #DIV/0! | #DIV/0! | #DIV/0! | #DIV/0! | #DIV/0! | #DIV/0! | #DIV/0! | #DIV/0! | #DIV/0! | #DIV/0! | #DIV/0! | #DIV/0! | #DIV/0! | #DIV/0! | #DIV/0! | #DIV/0! | #DIV/0! | #DIV/0! | #DIV/0! | #DIV/0! | #DIV/0! | #DIV/0! | #DIV/0! | #DIV/0! | #DIV/0! | #DIV/0! | #DIV/0! | #DIV/0! | 0 | 0 | 0 | 0 | 0 | 0 | 0 | 0.05 | 0 | 0 | 0 | 0 | 0 | 0 | 0 | 0 | 0 | 0 | 0 | 0 | 0 | 0 | 0 | 0 | 0 | 0 | 0 | 0 | 0 | 0 | 0 | 0 | 0 | 0 | 0 | 0 | 0 | 0 | 0 | Slope | Slope | Slope | Slope | Slope | Slope | Slope | Slope | Slope | Slope | Slope | Slope | Slope | Slope | Slope | Slope | Slope | Slope | Slope | Slope | Slope | Slope | Slope | Slope | Slope | Slope | Slope | Slope | Slope | Slope | Slope |  | 1 | 1 | 1 | 1 | 1 | 1 | 1 | 1 | 1 | 1 | 1 | 1 | 1 | 1 | 1 | 1 | 1 | 1 | 1 | 1 | 1 | 1 | 1 | 1 | 1 | 1 | 1 | 1 | 1 | 1 | 1 | 0 | #N/A | #N/A | 0 | 0.66667 | 0.66667 | 0.65556 | 0.64444 | 0.63333 | 0.62222 | 0.61111 | 0.6 | 0.58889 | 0.57778 | 0.56667 | 0.55556 | 0.54444 | 0.53333 | 0.52222 | 0.51111 | 0.5 | 0.48889 | 0.47778 | 0.46667 | 0.45556 | 0.44444 | 0.43333 | 0.42222 | 0.41111 | 0.4 | 0.38889 | 0.37778 | 0.36667 | 0.35556 | 0.34444 | 0 | 0.66667 | 0 | 0 | Slope | NaN | 0 | 0 |  | 1 | 0 | 0 | 1 | 0 | 0 | Slope | 2 | NaN | 0 | 0 | 0 | 0 | 0 | 0
107 | 0:18 | [8 empty] | 0 | 0 | 0 | 0 | [13 empty] | #DIV/0! | #DIV/0! | #DIV/0! | #DIV/0! | #DIV/0! | #DIV/0! | #DIV/0! | #DIV/0! | #DIV/0! | #DIV/0! | #DIV/0! | #DIV/0! | #DIV/0! | #DIV/0! | #DIV/0! | #DIV/0! | #DIV/0! | #DIV/0! | #DIV/0! | #DIV/0! | #DIV/0! | #DIV/0! | #DIV/0! | #DIV/0! | #DIV/0! | #DIV/0! | #DIV/0! | #DIV/0! | #DIV/0! | #DIV/0! | #DIV/0! | 0 | 0 | 0 | 0 | 0 | 0 | 0 | 0.05 | 0 | 0 | 0 | 0 | 0 | 0 | 0 | 0 | 0 | 0 | 0 | 0 | 0 | 0 | 0 | 0 | 0 | 0 | 0 | 0 | 0 | 0 | 0 | 0 | 0 | 0 | 0 | 0 | 0 | 0 | 0 | Slope | Slope | Slope | Slope | Slope | Slope | Slope | Slope | Slope | Slope | Slope | Slope | Slope | Slope | Slope | Slope | Slope | Slope | Slope | Slope | Slope | Slope | Slope | Slope | Slope | Slope | Slope | Slope | Slope | Slope | Slope |  | 1 | 1 | 1 | 1 | 1 | 1 | 1 | 1 | 1 | 1 | 1 | 1 | 1 | 1 | 1 | 1 | 1 | 1 | 1 | 1 | 1 | 1 | 1 | 1 | 1 | 1 | 1 | 1 | 1 | 1 | 1 | 0 | #N/A | #N/A | 0 | 0.66667 | 0.66667 | 0.65556 | 0.64444 | 0.63333 | 0.62222 | 0.61111 | 0.6 | 0.58889 | 0.57778 | 0.56667 | 0.55556 | 0.54444 | 0.53333 | 0.52222 | 0.51111 | 0.5 | 0.48889 | 0.47778 | 0.46667 | 0.45556 | 0.44444 | 0.43333 | 0.42222 | 0.41111 | 0.4 | 0.38889 | 0.37778 | 0.36667 | 0.35556 | 0.34444 | 0 | 0.66667 | 0 | 0 | Slope | NaN | 0 | 0 |  | 1 | 0 | 0 | 1 | 0 | 0 | Slope | 2 | NaN | 0 | 0 | 0 | 0 | 0 | 0
108 | 0:18 | [8 empty] | 0 | 0 | 0 | 0 | [13 empty] | #DIV/0! | #DIV/0! | #DIV/0! | #DIV/0! | #DIV/0! | #DIV/0! | #DIV/0! | #DIV/0! | #DIV/0! | #DIV/0! | #DIV/0! | #DIV/0! | #DIV/0! | #DIV/0! | #DIV/0! | #DIV/0! | #DIV/0! | #DIV/0! | #DIV/0! | #DIV/0! | #DIV/0! | #DIV/0! | #DIV/0! | #DIV/0! | #DIV/0! | #DIV/0! | #DIV/0! | #DIV/0! | #DIV/0! | #DIV/0! | #DIV/0! | 0 | 0 | 0 | 0 | 0 | 0 | 0 | 0.05 | 0 | 0 | 0 | 0 | 0 | 0 | 0 | 0 | 0 | 0 | 0 | 0 | 0 | 0 | 0 | 0 | 0 | 0 | 0 | 0 | 0 | 0 | 0 | 0 | 0 | 0 | 0 | 0 | 0 | 0 | 0 | Slope | Slope | Slope | Slope | Slope | Slope | Slope | Slope | Slope | Slope | Slope | Slope | Slope | Slope | Slope | Slope | Slope | Slope | Slope | Slope | Slope | Slope | Slope | Slope | Slope | Slope | Slope | Slope | Slope | Slope | Slope |  | 1 | 1 | 1 | 1 | 1 | 1 | 1 | 1 | 1 | 1 | 1 | 1 | 1 | 1 | 1 | 1 | 1 | 1 | 1 | 1 | 1 | 1 | 1 | 1 | 1 | 1 | 1 | 1 | 1 | 1 | 1 | 0 | #N/A | #N/A | 0 | 0.66667 | 0.66667 | 0.65556 | 0.64444 | 0.63333 | 0.62222 | 0.61111 | 0.6 | 0.58889 | 0.57778 | 0.56667 | 0.55556 | 0.54444 | 0.53333 | 0.52222 | 0.51111 | 0.5 | 0.48889 | 0.47778 | 0.46667 | 0.45556 | 0.44444 | 0.43333 | 0.42222 | 0.41111 | 0.4 | 0.38889 | 0.37778 | 0.36667 | 0.35556 | 0.34444 | 0 | 0.66667 | 0 | 0 | Slope | NaN | 0 | 0 |  | 1 | 0 | 0 | 1 | 0 | 0 | Slope | 2 | NaN | 0 | 0 | 0 | 0 | 0 | 0
109 | 0:18 | [8 empty] | 0 | 0 | 0 | 0 | [13 empty] | #DIV/0! | #DIV/0! | #DIV/0! | #DIV/0! | #DIV/0! | #DIV/0! | #DIV/0! | #DIV/0! | #DIV/0! | #DIV/0! | #DIV/0! | #DIV/0! | #DIV/0! | #DIV/0! | #DIV/0! | #DIV/0! | #DIV/0! | #DIV/0! | #DIV/0! | #DIV/0! | #DIV/0! | #DIV/0! | #DIV/0! | #DIV/0! | #DIV/0! | #DIV/0! | #DIV/0! | #DIV/0! | #DIV/0! | #DIV/0! | #DIV/0! | 0 | 0 | 0 | 0 | 0 | 0 | 0 | 0.05 | 0 | 0 | 0 | 0 | 0 | 0 | 0 | 0 | 0 | 0 | 0 | 0 | 0 | 0 | 0 | 0 | 0 | 0 | 0 | 0 | 0 | 0 | 0 | 0 | 0 | 0 | 0 | 0 | 0 | 0 | 0 | Slope | Slope | Slope | Slope | Slope | Slope | Slope | Slope | Slope | Slope | Slope | Slope | Slope | Slope | Slope | Slope | Slope | Slope | Slope | Slope | Slope | Slope | Slope | Slope | Slope | Slope | Slope | Slope | Slope | Slope | Slope |  | 1 | 1 | 1 | 1 | 1 | 1 | 1 | 1 | 1 | 1 | 1 | 1 | 1 | 1 | 1 | 1 | 1 | 1 | 1 | 1 | 1 | 1 | 1 | 1 | 1 | 1 | 1 | 1 | 1 | 1 | 1 | 0 | #N/A | #N/A | 0 | 0.66667 | 0.66667 | 0.65556 | 0.64444 | 0.63333 | 0.62222 | 0.61111 | 0.6 | 0.58889 | 0.57778 | 0.56667 | 0.55556 | 0.54444 | 0.53333 | 0.52222 | 0.51111 | 0.5 | 0.48889 | 0.47778 | 0.46667 | 0.45556 | 0.44444 | 0.43333 | 0.42222 | 0.41111 | 0.4 | 0.38889 | 0.37778 | 0.36667 | 0.35556 | 0.34444 | 0 | 0.66667 | 0 | 0 | Slope | NaN | 0 | 0 |  | 1 | 0 | 0 | 1 | 0 | 0 | Slope | 2 | NaN | 0 | 0 | 0 | 0 | 0 | 0
110 | 0:18 | [8 empty] | 0 | 0 | 0 | 0 | [13 empty] | #DIV/0! | #DIV/0! | #DIV/0! | #DIV/0! | #DIV/0! | #DIV/0! | #DIV/0! | #DIV/0! | #DIV/0! | #DIV/0! | #DIV/0! | #DIV/0! | #DIV/0! | #DIV/0! | #DIV/0! | #DIV/0! | #DIV/0! | #DIV/0! | #DIV/0! | #DIV/0! | #DIV/0! | #DIV/0! | #DIV/0! | #DIV/0! | #DIV/0! | #DIV/0! | #DIV/0! | #DIV/0! | #DIV/0! | #DIV/0! | #DIV/0! | 0 | 0 | 0 | 0 | 0 | 0 | 0 | 0.05 | 0 | 0 | 0 | 0 | 0 | 0 | 0 | 0 | 0 | 0 | 0 | 0 | 0 | 0 | 0 | 0 | 0 | 0 | 0 | 0 | 0 | 0 | 0 | 0 | 0 | 0 | 0 | 0 | 0 | 0 | 0 | Slope | Slope | Slope | Slope | Slope | Slope | Slope | Slope | Slope | Slope | Slope | Slope | Slope | Slope | Slope | Slope | Slope | Slope | Slope | Slope | Slope | Slope | Slope | Slope | Slope | Slope | Slope | Slope | Slope | Slope | Slope |  | 1 | 1 | 1 | 1 | 1 | 1 | 1 | 1 | 1 | 1 | 1 | 1 | 1 | 1 | 1 | 1 | 1 | 1 | 1 | 1 | 1 | 1 | 1 | 1 | 1 | 1 | 1 | 1 | 1 | 1 | 1 | 0 | #N/A | #N/A | 0 | 0.66667 | 0.66667 | 0.65556 | 0.64444 | 0.63333 | 0.62222 | 0.61111 | 0.6 | 0.58889 | 0.57778 | 0.56667 | 0.55556 | 0.54444 | 0.53333 | 0.52222 | 0.51111 | 0.5 | 0.48889 | 0.47778 | 0.46667 | 0.45556 | 0.44444 | 0.43333 | 0.42222 | 0.41111 | 0.4 | 0.38889 | 0.37778 | 0.36667 | 0.35556 | 0.34444 | 0 | 0.66667 | 0 | 0 | Slope | NaN | 0 | 0 |  | 1 | 0 | 0 | 1 | 0 | 0 | Slope | 2 | NaN | 0 | 0 | 0 | 0 | 0 | 0
111 | 0:18 | [8 empty] | 0 | 0 | 0 | 0 | [13 empty] | #DIV/0! | #DIV/0! | #DIV/0! | #DIV/0! | #DIV/0! | #DIV/0! | #DIV/0! | #DIV/0! | #DIV/0! | #DIV/0! | #DIV/0! | #DIV/0! | #DIV/0! | #DIV/0! | #DIV/0! | #DIV/0! | #DIV/0! | #DIV/0! | #DIV/0! | #DIV/0! | #DIV/0! | #DIV/0! | #DIV/0! | #DIV/0! | #DIV/0! | #DIV/0! | #DIV/0! | #DIV/0! | #DIV/0! | #DIV/0! | #DIV/0! | 0 | 0 | 0 | 0 | 0 | 0 | 0 | 0.05 | 0 | 0 | 0 | 0 | 0 | 0 | 0 | 0 | 0 | 0 | 0 | 0 | 0 | 0 | 0 | 0 | 0 | 0 | 0 | 0 | 0 | 0 | 0 | 0 | 0 | 0 | 0 | 0 | 0 | 0 | 0 | Slope | Slope | Slope | Slope | Slope | Slope | Slope | Slope | Slope | Slope | Slope | Slope | Slope | Slope | Slope | Slope | Slope | Slope | Slope | Slope | Slope | Slope | Slope | Slope | Slope | Slope | Slope | Slope | Slope | Slope | Slope |  | 1 | 1 | 1 | 1 | 1 | 1 | 1 | 1 | 1 | 1 | 1 | 1 | 1 | 1 | 1 | 1 | 1 | 1 | 1 | 1 | 1 | 1 | 1 | 1 | 1 | 1 | 1 | 1 | 1 | 1 | 1 | 0 | #N/A | #N/A | 0 | 0.66667 | 0.66667 | 0.65556 | 0.64444 | 0.63333 | 0.62222 | 0.61111 | 0.6 | 0.58889 | 0.57778 | 0.56667 | 0.55556 | 0.54444 | 0.53333 | 0.52222 | 0.51111 | 0.5 | 0.48889 | 0.47778 | 0.46667 | 0.45556 | 0.44444 | 0.43333 | 0.42222 | 0.41111 | 0.4 | 0.38889 | 0.37778 | 0.36667 | 0.35556 | 0.34444 | 0 | 0.66667 | 0 | 0 | Slope | NaN | 0 | 0 |  | 1 | 0 | 0 | 1 | 0 | 0 | Slope | 2 | NaN | 0 | 0 | 0 | 0 | 0 | 0
112 | 0:19 | [8 empty] | 0 | 0 | 0 | 0 | [13 empty] | #DIV/0! | #DIV/0! | #DIV/0! | #DIV/0! | #DIV/0! | #DIV/0! | #DIV/0! | #DIV/0! | #DIV/0! | #DIV/0! | #DIV/0! | #DIV/0! | #DIV/0! | #DIV/0! | #DIV/0! | #DIV/0! | #DIV/0! | #DIV/0! | #DIV/0! | #DIV/0! | #DIV/0! | #DIV/0! | #DIV/0! | #DIV/0! | #DIV/0! | #DIV/0! | #DIV/0! | #DIV/0! | #DIV/0! | #DIV/0! | #DIV/0! | 0 | 0 | 0 | 0 | 0 | 0 | 0 | 0.05 | 0 | 0 | 0 | 0 | 0 | 0 | 0 | 0 | 0 | 0 | 0 | 0 | 0 | 0 | 0 | 0 | 0 | 0 | 0 | 0 | 0 | 0 | 0 | 0 | 0 | 0 | 0 | 0 | 0 | 0 | 0 | Slope | Slope | Slope | Slope | Slope | Slope | Slope | Slope | Slope | Slope | Slope | Slope | Slope | Slope | Slope | Slope | Slope | Slope | Slope | Slope | Slope | Slope | Slope | Slope | Slope | Slope | Slope | Slope | Slope | Slope | Slope |  | 1 | 1 | 1 | 1 | 1 | 1 | 1 | 1 | 1 | 1 | 1 | 1 | 1 | 1 | 1 | 1 | 1 | 1 | 1 | 1 | 1 | 1 | 1 | 1 | 1 | 1 | 1 | 1 | 1 | 1 | 1 | 0 | #N/A | #N/A | 0 | 0.66667 | 0.66667 | 0.65556 | 0.64444 | 0.63333 | 0.62222 | 0.61111 | 0.6 | 0.58889 | 0.57778 | 0.56667 | 0.55556 | 0.54444 | 0.53333 | 0.52222 | 0.51111 | 0.5 | 0.48889 | 0.47778 | 0.46667 | 0.45556 | 0.44444 | 0.43333 | 0.42222 | 0.41111 | 0.4 | 0.38889 | 0.37778 | 0.36667 | 0.35556 | 0.34444 | 0 | 0.66667 | 0 | 0 | Slope | NaN | 0 | 0 |  | 1 | 0 | 0 | 1 | 0 | 0 | Slope | 2 | NaN | 0 | 0 | 0 | 0 | 0 | 0
113 | 0:19 | [8 empty] | 0 | 0 | 0 | 0 | [13 empty] | #DIV/0! | #DIV/0! | #DIV/0! | #DIV/0! | #DIV/0! | #DIV/0! | #DIV/0! | #DIV/0! | #DIV/0! | #DIV/0! | #DIV/0! | #DIV/0! | #DIV/0! | #DIV/0! | #DIV/0! | #DIV/0! | #DIV/0! | #DIV/0! | #DIV/0! | #DIV/0! | #DIV/0! | #DIV/0! | #DIV/0! | #DIV/0! | #DIV/0! | #DIV/0! | #DIV/0! | #DIV/0! | #DIV/0! | #DIV/0! | #DIV/0! | 0 | 0 | 0 | 0 | 0 | 0 | 0 | 0.05 | 0 | 0 | 0 | 0 | 0 | 0 | 0 | 0 | 0 | 0 | 0 | 0 | 0 | 0 | 0 | 0 | 0 | 0 | 0 | 0 | 0 | 0 | 0 | 0 | 0 | 0 | 0 | 0 | 0 | 0 | 0 | Slope | Slope | Slope | Slope | Slope | Slope | Slope | Slope | Slope | Slope | Slope | Slope | Slope | Slope | Slope | Slope | Slope | Slope | Slope | Slope | Slope | Slope | Slope | Slope | Slope | Slope | Slope | Slope | Slope | Slope | Slope |  | 1 | 1 | 1 | 1 | 1 | 1 | 1 | 1 | 1 | 1 | 1 | 1 | 1 | 1 | 1 | 1 | 1 | 1 | 1 | 1 | 1 | 1 | 1 | 1 | 1 | 1 | 1 | 1 | 1 | 1 | 1 | 0 | #N/A | #N/A | 0 | 0.66667 | 0.66667 | 0.65556 | 0.64444 | 0.63333 | 0.62222 | 0.61111 | 0.6 | 0.58889 | 0.57778 | 0.56667 | 0.55556 | 0.54444 | 0.53333 | 0.52222 | 0.51111 | 0.5 | 0.48889 | 0.47778 | 0.46667 | 0.45556 | 0.44444 | 0.43333 | 0.42222 | 0.41111 | 0.4 | 0.38889 | 0.37778 | 0.36667 | 0.35556 | 0.34444 | 0 | 0.66667 | 0 | 0 | Slope | NaN | 0 | 0 |  | 1 | 0 | 0 | 1 | 0 | 0 | Slope | 2 | NaN | 0 | 0 | 0 | 0 | 0 | 0
114 | 0:19 | [8 empty] | 0 | 0 | 0 | 0 | [13 empty] | #DIV/0! | #DIV/0! | #DIV/0! | #DIV/0! | #DIV/0! | #DIV/0! | #DIV/0! | #DIV/0! | #DIV/0! | #DIV/0! | #DIV/0! | #DIV/0! | #DIV/0! | #DIV/0! | #DIV/0! | #DIV/0! | #DIV/0! | #DIV/0! | #DIV/0! | #DIV/0! | #DIV/0! | #DIV/0! | #DIV/0! | #DIV/0! | #DIV/0! | #DIV/0! | #DIV/0! | #DIV/0! | #DIV/0! | #DIV/0! | #DIV/0! | 0 | 0 | 0 | 0 | 0 | 0 | 0 | 0.05 | 0 | 0 | 0 | 0 | 0 | 0 | 0 | 0 | 0 | 0 | 0 | 0 | 0 | 0 | 0 | 0 | 0 | 0 | 0 | 0 | 0 | 0 | 0 | 0 | 0 | 0 | 0 | 0 | 0 | 0 | 0 | Slope | Slope | Slope | Slope | Slope | Slope | Slope | Slope | Slope | Slope | Slope | Slope | Slope | Slope | Slope | Slope | Slope | Slope | Slope | Slope | Slope | Slope | Slope | Slope | Slope | Slope | Slope | Slope | Slope | Slope | Slope |  | 1 | 1 | 1 | 1 | 1 | 1 | 1 | 1 | 1 | 1 | 1 | 1 | 1 | 1 | 1 | 1 | 1 | 1 | 1 | 1 | 1 | 1 | 1 | 1 | 1 | 1 | 1 | 1 | 1 | 1 | 1 | 0 | #N/A | #N/A | 0 | 0.66667 | 0.66667 | 0.65556 | 0.64444 | 0.63333 | 0.62222 | 0.61111 | 0.6 | 0.58889 | 0.57778 | 0.56667 | 0.55556 | 0.54444 | 0.53333 | 0.52222 | 0.51111 | 0.5 | 0.48889 | 0.47778 | 0.46667 | 0.45556 | 0.44444 | 0.43333 | 0.42222 | 0.41111 | 0.4 | 0.38889 | 0.37778 | 0.36667 | 0.35556 | 0.34444 | 0 | 0.66667 | 0 | 0 | Slope | NaN | 0 | 0 |  | 1 | 0 | 0 | 1 | 0 | 0 | Slope | 2 | NaN | 0 | 0 | 0 | 0 | 0 | 0
115 | 0:19 | [8 empty] | 0 | 0 | 0 | 0 | [13 empty] | #DIV/0! | #DIV/0! | #DIV/0! | #DIV/0! | #DIV/0! | #DIV/0! | #DIV/0! | #DIV/0! | #DIV/0! | #DIV/0! | #DIV/0! | #DIV/0! | #DIV/0! | #DIV/0! | #DIV/0! | #DIV/0! | #DIV/0! | #DIV/0! | #DIV/0! | #DIV/0! | #DIV/0! | #DIV/0! | #DIV/0! | #DIV/0! | #DIV/0! | #DIV/0! | #DIV/0! | #DIV/0! | #DIV/0! | #DIV/0! | #DIV/0! | 0 | 0 | 0 | 0 | 0 | 0 | 0 | 0.05 | 0 | 0 | 0 | 0 | 0 | 0 | 0 | 0 | 0 | 0 | 0 | 0 | 0 | 0 | 0 | 0 | 0 | 0 | 0 | 0 | 0 | 0 | 0 | 0 | 0 | 0 | 0 | 0 | 0 | 0 | 0 | Slope | Slope | Slope | Slope | Slope | Slope | Slope | Slope | Slope | Slope | Slope | Slope | Slope | Slope | Slope | Slope | Slope | Slope | Slope | Slope | Slope | Slope | Slope | Slope | Slope | Slope | Slope | Slope | Slope | Slope | Slope |  | 1 | 1 | 1 | 1 | 1 | 1 | 1 | 1 | 1 | 1 | 1 | 1 | 1 | 1 | 1 | 1 | 1 | 1 | 1 | 1 | 1 | 1 | 1 | 1 | 1 | 1 | 1 | 1 | 1 | 1 | 1 | 0 | #N/A | #N/A | 0 | 0.66667 | 0.66667 | 0.65556 | 0.64444 | 0.63333 | 0.62222 | 0.61111 | 0.6 | 0.58889 | 0.57778 | 0.56667 | 0.55556 | 0.54444 | 0.53333 | 0.52222 | 0.51111 | 0.5 | 0.48889 | 0.47778 | 0.46667 | 0.45556 | 0.44444 | 0.43333 | 0.42222 | 0.41111 | 0.4 | 0.38889 | 0.37778 | 0.36667 | 0.35556 | 0.34444 | 0 | 0.66667 | 0 | 0 | Slope | NaN | 0 | 0 |  | 1 | 0 | 0 | 1 | 0 | 0 | Slope | 2 | NaN | 0 | 0 | 0 | 0 | 0 | 0
116 | 0:19 | [8 empty] | 0 | 0 | 0 | 0 | [13 empty] | #DIV/0! | #DIV/0! | #DIV/0! | #DIV/0! | #DIV/0! | #DIV/0! | #DIV/0! | #DIV/0! | #DIV/0! | #DIV/0! | #DIV/0! | #DIV/0! | #DIV/0! | #DIV/0! | #DIV/0! | #DIV/0! | #DIV/0! | #DIV/0! | #DIV/0! | #DIV/0! | #DIV/0! | #DIV/0! | #DIV/0! | #DIV/0! | #DIV/0! | #DIV/0! | #DIV/0! | #DIV/0! | #DIV/0! | #DIV/0! | #DIV/0! | 0 | 0 | 0 | 0 | 0 | 0 | 0 | 0.05 | 0 | 0 | 0 | 0 | 0 | 0 | 0 | 0 | 0 | 0 | 0 | 0 | 0 | 0 | 0 | 0 | 0 | 0 | 0 | 0 | 0 | 0 | 0 | 0 | 0 | 0 | 0 | 0 | 0 | 0 | 0 | Slope | Slope | Slope | Slope | Slope | Slope | Slope | Slope | Slope | Slope | Slope | Slope | Slope | Slope | Slope | Slope | Slope | Slope | Slope | Slope | Slope | Slope | Slope | Slope | Slope | Slope | Slope | Slope | Slope | Slope | Slope |  | 1 | 1 | 1 | 1 | 1 | 1 | 1 | 1 | 1 | 1 | 1 | 1 | 1 | 1 | 1 | 1 | 1 | 1 | 1 | 1 | 1 | 1 | 1 | 1 | 1 | 1 | 1 | 1 | 1 | 1 | 1 | 0 | #N/A | #N/A | 0 | 0.66667 | 0.66667 | 0.65556 | 0.64444 | 0.63333 | 0.62222 | 0.61111 | 0.6 | 0.58889 | 0.57778 | 0.56667 | 0.55556 | 0.54444 | 0.53333 | 0.52222 | 0.51111 | 0.5 | 0.48889 | 0.47778 | 0.46667 | 0.45556 | 0.44444 | 0.43333 | 0.42222 | 0.41111 | 0.4 | 0.38889 | 0.37778 | 0.36667 | 0.35556 | 0.34444 | 0 | 0.66667 | 0 | 0 | Slope | NaN | 0 | 0 |  | 1 | 0 | 0 | 1 | 0 | 0 | Slope | 2 | NaN | 0 | 0 | 0 | 0 | 0 | 0
117 | 0:19 | [8 empty] | 0 | 0 | 0 | 0 | [13 empty] | #DIV/0! | #DIV/0! | #DIV/0! | #DIV/0! | #DIV/0! | #DIV/0! | #DIV/0! | #DIV/0! | #DIV/0! | #DIV/0! | #DIV/0! | #DIV/0! | #DIV/0! | #DIV/0! | #DIV/0! | #DIV/0! | #DIV/0! | #DIV/0! | #DIV/0! | #DIV/0! | #DIV/0! | #DIV/0! | #DIV/0! | #DIV/0! | #DIV/0! | #DIV/0! | #DIV/0! | #DIV/0! | #DIV/0! | #DIV/0! | #DIV/0! | 0 | 0 | 0 | 0 | 0 | 0 | 0 | 0.05 | 0 | 0 | 0 | 0 | 0 | 0 | 0 | 0 | 0 | 0 | 0 | 0 | 0 | 0 | 0 | 0 | 0 | 0 | 0 | 0 | 0 | 0 | 0 | 0 | 0 | 0 | 0 | 0 | 0 | 0 | 0 | Slope | Slope | Slope | Slope | Slope | Slope | Slope | Slope | Slope | Slope | Slope | Slope | Slope | Slope | Slope | Slope | Slope | Slope | Slope | Slope | Slope | Slope | Slope | Slope | Slope | Slope | Slope | Slope | Slope | Slope | Slope |  | 1 | 1 | 1 | 1 | 1 | 1 | 1 | 1 | 1 | 1 | 1 | 1 | 1 | 1 | 1 | 1 | 1 | 1 | 1 | 1 | 1 | 1 | 1 | 1 | 1 | 1 | 1 | 1 | 1 | 1 | 1 | 0 | #N/A | #N/A | 0 | 0.66667 | 0.66667 | 0.65556 | 0.64444 | 0.63333 | 0.62222 | 0.61111 | 0.6 | 0.58889 | 0.57778 | 0.56667 | 0.55556 | 0.54444 | 0.53333 | 0.52222 | 0.51111 | 0.5 | 0.48889 | 0.47778 | 0.46667 | 0.45556 | 0.44444 | 0.43333 | 0.42222 | 0.41111 | 0.4 | 0.38889 | 0.37778 | 0.36667 | 0.35556 | 0.34444 | 0 | 0.66667 | 0 | 0 | Slope | NaN | 0 | 0 |  | 1 | 0 | 0 | 1 | 0 | 0 | Slope | 2 | NaN | 0 | 0 | 0 | 0 | 0 | 0
118 | 0:20 | [8 empty] | 0 | 0 | 0 | 0 | [13 empty] | #DIV/0! | #DIV/0! | #DIV/0! | #DIV/0! | #DIV/0! | #DIV/0! | #DIV/0! | #DIV/0! | #DIV/0! | #DIV/0! | #DIV/0! | #DIV/0! | #DIV/0! | #DIV/0! | #DIV/0! | #DIV/0! | #DIV/0! | #DIV/0! | #DIV/0! | #DIV/0! | #DIV/0! | #DIV/0! | #DIV/0! | #DIV/0! | #DIV/0! | #DIV/0! | #DIV/0! | #DIV/0! | #DIV/0! | #DIV/0! | #DIV/0! | 0 | 0 | 0 | 0 | 0 | 0 | 0 | 0.05 | 0 | 0 | 0 | 0 | 0 | 0 | 0 | 0 | 0 | 0 | 0 | 0 | 0 | 0 | 0 | 0 | 0 | 0 | 0 | 0 | 0 | 0 | 0 | 0 | 0 | 0 | 0 | 0 | 0 | 0 | 0 | Slope | Slope | Slope | Slope | Slope | Slope | Slope | Slope | Slope | Slope | Slope | Slope | Slope | Slope | Slope | Slope | Slope | Slope | Slope | Slope | Slope | Slope | Slope | Slope | Slope | Slope | Slope | Slope | Slope | Slope | Slope |  | 1 | 1 | 1 | 1 | 1 | 1 | 1 | 1 | 1 | 1 | 1 | 1 | 1 | 1 | 1 | 1 | 1 | 1 | 1 | 1 | 1 | 1 | 1 | 1 | 1 | 1 | 1 | 1 | 1 | 1 | 1 | 0 | #N/A | #N/A | 0 | 0.66667 | 0.66667 | 0.65556 | 0.64444 | 0.63333 | 0.62222 | 0.61111 | 0.6 | 0.58889 | 0.57778 | 0.56667 | 0.55556 | 0.54444 | 0.53333 | 0.52222 | 0.51111 | 0.5 | 0.48889 | 0.47778 | 0.46667 | 0.45556 | 0.44444 | 0.43333 | 0.42222 | 0.41111 | 0.4 | 0.38889 | 0.37778 | 0.36667 | 0.35556 | 0.34444 | 0 | 0.66667 | 0 | 0 | Slope | NaN | 0 | 0 |  | 1 | 0 | 0 | 1 | 0 | 0 | Slope | 2 | NaN | 0 | 0 | 0 | 0 | 0 | 0
119 | 0:20 | [8 empty] | 0 | 0 | 0 | 0 | [13 empty] | #DIV/0! | #DIV/0! | #DIV/0! | #DIV/0! | #DIV/0! | #DIV/0! | #DIV/0! | #DIV/0! | #DIV/0! | #DIV/0! | #DIV/0! | #DIV/0! | #DIV/0! | #DIV/0! | #DIV/0! | #DIV/0! | #DIV/0! | #DIV/0! | #DIV/0! | #DIV/0! | #DIV/0! | #DIV/0! | #DIV/0! | #DIV/0! | #DIV/0! | #DIV/0! | #DIV/0! | #DIV/0! | #DIV/0! | #DIV/0! | #DIV/0! | 0 | 0 | 0 | 0 | 0 | 0 | 0 | 0.05 | 0 | 0 | 0 | 0 | 0 | 0 | 0 | 0 | 0 | 0 | 0 | 0 | 0 | 0 | 0 | 0 | 0 | 0 | 0 | 0 | 0 | 0 | 0 | 0 | 0 | 0 | 0 | 0 | 0 | 0 | 0 | Slope | Slope | Slope | Slope | Slope | Slope | Slope | Slope | Slope | Slope | Slope | Slope | Slope | Slope | Slope | Slope | Slope | Slope | Slope | Slope | Slope | Slope | Slope | Slope | Slope | Slope | Slope | Slope | Slope | Slope | Slope |  | 1 | 1 | 1 | 1 | 1 | 1 | 1 | 1 | 1 | 1 | 1 | 1 | 1 | 1 | 1 | 1 | 1 | 1 | 1 | 1 | 1 | 1 | 1 | 1 | 1 | 1 | 1 | 1 | 1 | 1 | 1 | 0 | #N/A | #N/A | 0 | 0.66667 | 0.66667 | 0.65556 | 0.64444 | 0.63333 | 0.62222 | 0.61111 | 0.6 | 0.58889 | 0.57778 | 0.56667 | 0.55556 | 0.54444 | 0.53333 | 0.52222 | 0.51111 | 0.5 | 0.48889 | 0.47778 | 0.46667 | 0.45556 | 0.44444 | 0.43333 | 0.42222 | 0.41111 | 0.4 | 0.38889 | 0.37778 | 0.36667 | 0.35556 | 0.34444 | 0 | 0.66667 | 0 | 0 | Slope | NaN | 0 | 0 |  | 1 | 0 | 0 | 1 | 0 | 0 | Slope | 2 | NaN | 0 | 0 | 0 | 0 | 0 | 0
120 | 0:20 | [8 empty] | 0 | 0 | 0 | 0 | [13 empty] | #DIV/0! | #DIV/0! | #DIV/0! | #DIV/0! | #DIV/0! | #DIV/0! | #DIV/0! | #DIV/0! | #DIV/0! | #DIV/0! | #DIV/0! | #DIV/0! | #DIV/0! | #DIV/0! | #DIV/0! | #DIV/0! | #DIV/0! | #DIV/0! | #DIV/0! | #DIV/0! | #DIV/0! | #DIV/0! | #DIV/0! | #DIV/0! | #DIV/0! | #DIV/0! | #DIV/0! | #DIV/0! | #DIV/0! | #DIV/0! | #DIV/0! | 0 | 0 | 0 | 0 | 0 | 0 | 0 | 0.05 | 0 | 0 | 0 | 0 | 0 | 0 | 0 | 0 | 0 | 0 | 0 | 0 | 0 | 0 | 0 | 0 | 0 | 0 | 0 | 0 | 0 | 0 | 0 | 0 | 0 | 0 | 0 | 0 | 0 | 0 | 0 | Slope | Slope | Slope | Slope | Slope | Slope | Slope | Slope | Slope | Slope | Slope | Slope | Slope | Slope | Slope | Slope | Slope | Slope | Slope | Slope | Slope | Slope | Slope | Slope | Slope | Slope | Slope | Slope | Slope | Slope | Slope |  | 1 | 1 | 1 | 1 | 1 | 1 | 1 | 1 | 1 | 1 | 1 | 1 | 1 | 1 | 1 | 1 | 1 | 1 | 1 | 1 | 1 | 1 | 1 | 1 | 1 | 1 | 1 | 1 | 1 | 1 | 1 | 0 | #N/A | #N/A | 0 | 0.66667 | 0.66667 | 0.65556 | 0.64444 | 0.63333 | 0.62222 | 0.61111 | 0.6 | 0.58889 | 0.57778 | 0.56667 | 0.55556 | 0.54444 | 0.53333 | 0.52222 | 0.51111 | 0.5 | 0.48889 | 0.47778 | 0.46667 | 0.45556 | 0.44444 | 0.43333 | 0.42222 | 0.41111 | 0.4 | 0.38889 | 0.37778 | 0.36667 | 0.35556 | 0.34444 | 0 | 0.66667 | 0 | 0 | Slope | NaN | 0 | 0 |  | 1 | 0 | 0 | 1 | 0 | 0 | Slope | 2 | NaN | 0 | 0 | 0 | 0 | 0 | 0
121 | 0:20 | [8 empty] | 0 | 0 | 0 | 0 | [13 empty] | #DIV/0! | #DIV/0! | #DIV/0! | #DIV/0! | #DIV/0! | #DIV/0! | #DIV/0! | #DIV/0! | #DIV/0! | #DIV/0! | #DIV/0! | #DIV/0! | #DIV/0! | #DIV/0! | #DIV/0! | #DIV/0! | #DIV/0! | #DIV/0! | #DIV/0! | #DIV/0! | #DIV/0! | #DIV/0! | #DIV/0! | #DIV/0! | #DIV/0! | #DIV/0! | #DIV/0! | #DIV/0! | #DIV/0! | #DIV/0! | #DIV/0! | 0 | 0 | 0 | 0 | 0 | 0 | 0 | 0.05 | 0 | 0 | 0 | 0 | 0 | 0 | 0 | 0 | 0 | 0 | 0 | 0 | 0 | 0 | 0 | 0 | 0 | 0 | 0 | 0 | 0 | 0 | 0 | 0 | 0 | 0 | 0 | 0 | 0 | 0 | 0 | Slope | Slope | Slope | Slope | Slope | Slope | Slope | Slope | Slope | Slope | Slope | Slope | Slope | Slope | Slope | Slope | Slope | Slope | Slope | Slope | Slope | Slope | Slope | Slope | Slope | Slope | Slope | Slope | Slope | Slope | Slope |  | 1 | 1 | 1 | 1 | 1 | 1 | 1 | 1 | 1 | 1 | 1 | 1 | 1 | 1 | 1 | 1 | 1 | 1 | 1 | 1 | 1 | 1 | 1 | 1 | 1 | 1 | 1 | 1 | 1 | 1 | 1 | 0 | #N/A | #N/A | 0 | 0.66667 | 0.66667 | 0.65556 | 0.64444 | 0.63333 | 0.62222 | 0.61111 | 0.6 | 0.58889 | 0.57778 | 0.56667 | 0.55556 | 0.54444 | 0.53333 | 0.52222 | 0.51111 | 0.5 | 0.48889 | 0.47778 | 0.46667 | 0.45556 | 0.44444 | 0.43333 | 0.42222 | 0.41111 | 0.4 | 0.38889 | 0.37778 | 0.36667 | 0.35556 | 0.34444 | 0 | 0.66667 | 0 | 0 | Slope | NaN | 0 | 0 |  | 1 | 0 | 0 | 1 | 0 | 0 | Slope | 2 | NaN | 0 | 0 | 0 | 0 | 0 | 0
122 | 0:20 | [8 empty] | 0 | 0 | 0 | 0 | [13 empty] | #DIV/0! | #DIV/0! | #DIV/0! | #DIV/0! | #DIV/0! | #DIV/0! | #DIV/0! | #DIV/0! | #DIV/0! | #DIV/0! | #DIV/0! | #DIV/0! | #DIV/0! | #DIV/0! | #DIV/0! | #DIV/0! | #DIV/0! | #DIV/0! | #DIV/0! | #DIV/0! | #DIV/0! | #DIV/0! | #DIV/0! | #DIV/0! | #DIV/0! | #DIV/0! | #DIV/0! | #DIV/0! | #DIV/0! | #DIV/0! | #DIV/0! | 0 | 0 | 0 | 0 | 0 | 0 | 0 | 0.05 | 0 | 0 | 0 | 0 | 0 | 0 | 0 | 0 | 0 | 0 | 0 | 0 | 0 | 0 | 0 | 0 | 0 | 0 | 0 | 0 | 0 | 0 | 0 | 0 | 0 | 0 | 0 | 0 | 0 | 0 | 0 | Slope | Slope | Slope | Slope | Slope | Slope | Slope | Slope | Slope | Slope | Slope | Slope | Slope | Slope | Slope | Slope | Slope | Slope | Slope | Slope | Slope | Slope | Slope | Slope | Slope | Slope | Slope | Slope | Slope | Slope | Slope |  | 1 | 1 | 1 | 1 | 1 | 1 | 1 | 1 | 1 | 1 | 1 | 1 | 1 | 1 | 1 | 1 | 1 | 1 | 1 | 1 | 1 | 1 | 1 | 1 | 1 | 1 | 1 | 1 | 1 | 1 | 1 | 0 | #N/A | #N/A | 0 | 0.66667 | 0.66667 | 0.65556 | 0.64444 | 0.63333 | 0.62222 | 0.61111 | 0.6 | 0.58889 | 0.57778 | 0.56667 | 0.55556 | 0.54444 | 0.53333 | 0.52222 | 0.51111 | 0.5 | 0.48889 | 0.47778 | 0.46667 | 0.45556 | 0.44444 | 0.43333 | 0.42222 | 0.41111 | 0.4 | 0.38889 | 0.37778 | 0.36667 | 0.35556 | 0.34444 | 0 | 0.66667 | 0 | 0 | Slope | NaN | 0 | 0 |  | 1 | 0 | 0 | 1 | 0 | 0 | Slope | 2 | NaN | 0 | 0 | 0 | 0 | 0 | 0
123 | 0:20 | [8 empty] | 0 | 0 | 0 | 0 | [13 empty] | #DIV/0! | #DIV/0! | #DIV/0! | #DIV/0! | #DIV/0! | #DIV/0! | #DIV/0! | #DIV/0! | #DIV/0! | #DIV/0! | #DIV/0! | #DIV/0! | #DIV/0! | #DIV/0! | #DIV/0! | #DIV/0! | #DIV/0! | #DIV/0! | #DIV/0! | #DIV/0! | #DIV/0! | #DIV/0! | #DIV/0! | #DIV/0! | #DIV/0! | #DIV/0! | #DIV/0! | #DIV/0! | #DIV/0! | #DIV/0! | #DIV/0! | 0 | 0 | 0 | 0 | 0 | 0 | 0 | 0.05 | 0 | 0 | 0 | 0 | 0 | 0 | 0 | 0 | 0 | 0 | 0 | 0 | 0 | 0 | 0 | 0 | 0 | 0 | 0 | 0 | 0 | 0 | 0 | 0 | 0 | 0 | 0 | 0 | 0 | 0 | 0 | Slope | Slope | Slope | Slope | Slope | Slope | Slope | Slope | Slope | Slope | Slope | Slope | Slope | Slope | Slope | Slope | Slope | Slope | Slope | Slope | Slope | Slope | Slope | Slope | Slope | Slope | Slope | Slope | Slope | Slope | Slope |  | 1 | 1 | 1 | 1 | 1 | 1 | 1 | 1 | 1 | 1 | 1 | 1 | 1 | 1 | 1 | 1 | 1 | 1 | 1 | 1 | 1 | 1 | 1 | 1 | 1 | 1 | 1 | 1 | 1 | 1 | 1 | 0 | #N/A | #N/A | 0 | 0.66667 | 0.66667 | 0.65556 | 0.64444 | 0.63333 | 0.62222 | 0.61111 | 0.6 | 0.58889 | 0.57778 | 0.56667 | 0.55556 | 0.54444 | 0.53333 | 0.52222 | 0.51111 | 0.5 | 0.48889 | 0.47778 | 0.46667 | 0.45556 | 0.44444 | 0.43333 | 0.42222 | 0.41111 | 0.4 | 0.38889 | 0.37778 | 0.36667 | 0.35556 | 0.34444 | 0 | 0.66667 | 0 | 0 | Slope | NaN | 0 | 0 |  | 1 | 0 | 0 | 1 | 0 | 0 | Slope | 2 | NaN | 0 | 0 | 0 | 0 | 0 | 0
124 | 0:21 | [8 empty] | 0 | 0 | 0 | 0 | [13 empty] | #DIV/0! | #DIV/0! | #DIV/0! | #DIV/0! | #DIV/0! | #DIV/0! | #DIV/0! | #DIV/0! | #DIV/0! | #DIV/0! | #DIV/0! | #DIV/0! | #DIV/0! | #DIV/0! | #DIV/0! | #DIV/0! | #DIV/0! | #DIV/0! | #DIV/0! | #DIV/0! | #DIV/0! | #DIV/0! | #DIV/0! | #DIV/0! | #DIV/0! | #DIV/0! | #DIV/0! | #DIV/0! | #DIV/0! | #DIV/0! | #DIV/0! | 0 | 0 | 0 | 0 | 0 | 0 | 0 | 0.05 | 0 | 0 | 0 | 0 | 0 | 0 | 0 | 0 | 0 | 0 | 0 | 0 | 0 | 0 | 0 | 0 | 0 | 0 | 0 | 0 | 0 | 0 | 0 | 0 | 0 | 0 | 0 | 0 | 0 | 0 | 0 | Slope | Slope | Slope | Slope | Slope | Slope | Slope | Slope | Slope | Slope | Slope | Slope | Slope | Slope | Slope | Slope | Slope | Slope | Slope | Slope | Slope | Slope | Slope | Slope | Slope | Slope | Slope | Slope | Slope | Slope | Slope |  | 1 | 1 | 1 | 1 | 1 | 1 | 1 | 1 | 1 | 1 | 1 | 1 | 1 | 1 | 1 | 1 | 1 | 1 | 1 | 1 | 1 | 1 | 1 | 1 | 1 | 1 | 1 | 1 | 1 | 1 | 1 | 0 | #N/A | #N/A | 0 | 0.66667 | 0.66667 | 0.65556 | 0.64444 | 0.63333 | 0.62222 | 0.61111 | 0.6 | 0.58889 | 0.57778 | 0.56667 | 0.55556 | 0.54444 | 0.53333 | 0.52222 | 0.51111 | 0.5 | 0.48889 | 0.47778 | 0.46667 | 0.45556 | 0.44444 | 0.43333 | 0.42222 | 0.41111 | 0.4 | 0.38889 | 0.37778 | 0.36667 | 0.35556 | 0.34444 | 0 | 0.66667 | 0 | 0 | Slope | NaN | 0 | 0 |  | 1 | 0 | 0 | 1 | 0 | 0 | Slope | 2 | NaN | 0 | 0 | 0 | 0 | 0 | 0
125 | 0:21 | [8 empty] | 0 | 0 | 0 | 0 | [13 empty] | #DIV/0! | #DIV/0! | #DIV/0! | #DIV/0! | #DIV/0! | #DIV/0! | #DIV/0! | #DIV/0! | #DIV/0! | #DIV/0! | #DIV/0! | #DIV/0! | #DIV/0! | #DIV/0! | #DIV/0! | #DIV/0! | #DIV/0! | #DIV/0! | #DIV/0! | #DIV/0! | #DIV/0! | #DIV/0! | #DIV/0! | #DIV/0! | #DIV/0! | #DIV/0! | #DIV/0! | #DIV/0! | #DIV/0! | #DIV/0! | #DIV/0! | 0 | 0 | 0 | 0 | 0 | 0 | 0 | 0.05 | 0 | 0 | 0 | 0 | 0 | 0 | 0 | 0 | 0 | 0 | 0 | 0 | 0 | 0 | 0 | 0 | 0 | 0 | 0 | 0 | 0 | 0 | 0 | 0 | 0 | 0 | 0 | 0 | 0 | 0 | 0 | Slope | Slope | Slope | Slope | Slope | Slope | Slope | Slope | Slope | Slope | Slope | Slope | Slope | Slope | Slope | Slope | Slope | Slope | Slope | Slope | Slope | Slope | Slope | Slope | Slope | Slope | Slope | Slope | Slope | Slope | Slope |  | 1 | 1 | 1 | 1 | 1 | 1 | 1 | 1 | 1 | 1 | 1 | 1 | 1 | 1 | 1 | 1 | 1 | 1 | 1 | 1 | 1 | 1 | 1 | 1 | 1 | 1 | 1 | 1 | 1 | 1 | 1 | 0 | #N/A | #N/A | 0 | 0.66667 | 0.66667 | 0.65556 | 0.64444 | 0.63333 | 0.62222 | 0.61111 | 0.6 | 0.58889 | 0.57778 | 0.56667 | 0.55556 | 0.54444 | 0.53333 | 0.52222 | 0.51111 | 0.5 | 0.48889 | 0.47778 | 0.46667 | 0.45556 | 0.44444 | 0.43333 | 0.42222 | 0.41111 | 0.4 | 0.38889 | 0.37778 | 0.36667 | 0.35556 | 0.34444 | 0 | 0.66667 | 0 | 0 | Slope | NaN | 0 | 0 |  | 1 | 0 | 0 | 1 | 0 | 0 | Slope | 2 | NaN | 0 | 0 | 0 | 0 | 0 | 0
126 | 0:21 | [8 empty] | 0 | 0 | 0 | 0 | [13 empty] | #DIV/0! | #DIV/0! | #DIV/0! | #DIV/0! | #DIV/0! | #DIV/0! | #DIV/0! | #DIV/0! | #DIV/0! | #DIV/0! | #DIV/0! | #DIV/0! | #DIV/0! | #DIV/0! | #DIV/0! | #DIV/0! | #DIV/0! | #DIV/0! | #DIV/0! | #DIV/0! | #DIV/0! | #DIV/0! | #DIV/0! | #DIV/0! | #DIV/0! | #DIV/0! | #DIV/0! | #DIV/0! | #DIV/0! | #DIV/0! | #DIV/0! | 0 | 0 | 0 | 0 | 0 | 0 | 0 | 0.05 | 0 | 0 | 0 | 0 | 0 | 0 | 0 | 0 | 0 | 0 | 0 | 0 | 0 | 0 | 0 | 0 | 0 | 0 | 0 | 0 | 0 | 0 | 0 | 0 | 0 | 0 | 0 | 0 | 0 | 0 | 0 | Slope | Slope | Slope | Slope | Slope | Slope | Slope | Slope | Slope | Slope | Slope | Slope | Slope | Slope | Slope | Slope | Slope | Slope | Slope | Slope | Slope | Slope | Slope | Slope | Slope | Slope | Slope | Slope | Slope | Slope | Slope |  | 1 | 1 | 1 | 1 | 1 | 1 | 1 | 1 | 1 | 1 | 1 | 1 | 1 | 1 | 1 | 1 | 1 | 1 | 1 | 1 | 1 | 1 | 1 | 1 | 1 | 1 | 1 | 1 | 1 | 1 | 1 | 0 | #N/A | #N/A | 0 | 0.66667 | 0.66667 | 0.65556 | 0.64444 | 0.63333 | 0.62222 | 0.61111 | 0.6 | 0.58889 | 0.57778 | 0.56667 | 0.55556 | 0.54444 | 0.53333 | 0.52222 | 0.51111 | 0.5 | 0.48889 | 0.47778 | 0.46667 | 0.45556 | 0.44444 | 0.43333 | 0.42222 | 0.41111 | 0.4 | 0.38889 | 0.37778 | 0.36667 | 0.35556 | 0.34444 | 0 | 0.66667 | 0 | 0 | Slope | NaN | 0 | 0 |  | 1 | 0 | 0 | 1 | 0 | 0 | Slope | 2 | NaN | 0 | 0 | 0 | 0 | 0 | 0
127 | 0:21 | [8 empty] | 0 | 0 | 0 | 0 | [13 empty] | #DIV/0! | #DIV/0! | #DIV/0! | #DIV/0! | #DIV/0! | #DIV/0! | #DIV/0! | #DIV/0! | #DIV/0! | #DIV/0! | #DIV/0! | #DIV/0! | #DIV/0! | #DIV/0! | #DIV/0! | #DIV/0! | #DIV/0! | #DIV/0! | #DIV/0! | #DIV/0! | #DIV/0! | #DIV/0! | #DIV/0! | #DIV/0! | #DIV/0! | #DIV/0! | #DIV/0! | #DIV/0! | #DIV/0! | #DIV/0! | #DIV/0! | 0 | 0 | 0 | 0 | 0 | 0 | 0 | 0.05 | 0 | 0 | 0 | 0 | 0 | 0 | 0 | 0 | 0 | 0 | 0 | 0 | 0 | 0 | 0 | 0 | 0 | 0 | 0 | 0 | 0 | 0 | 0 | 0 | 0 | 0 | 0 | 0 | 0 | 0 | 0 | Slope | Slope | Slope | Slope | Slope | Slope | Slope | Slope | Slope | Slope | Slope | Slope | Slope | Slope | Slope | Slope | Slope | Slope | Slope | Slope | Slope | Slope | Slope | Slope | Slope | Slope | Slope | Slope | Slope | Slope | Slope |  | 1 | 1 | 1 | 1 | 1 | 1 | 1 | 1 | 1 | 1 | 1 | 1 | 1 | 1 | 1 | 1 | 1 | 1 | 1 | 1 | 1 | 1 | 1 | 1 | 1 | 1 | 1 | 1 | 1 | 1 | 1 | 0 | #N/A | #N/A | 0 | 0.66667 | 0.66667 | 0.65556 | 0.64444 | 0.63333 | 0.62222 | 0.61111 | 0.6 | 0.58889 | 0.57778 | 0.56667 | 0.55556 | 0.54444 | 0.53333 | 0.52222 | 0.51111 | 0.5 | 0.48889 | 0.47778 | 0.46667 | 0.45556 | 0.44444 | 0.43333 | 0.42222 | 0.41111 | 0.4 | 0.38889 | 0.37778 | 0.36667 | 0.35556 | 0.34444 | 0 | 0.66667 | 0 | 0 | Slope | NaN | 0 | 0 |  | 1 | 0 | 0 | 1 | 0 | 0 | Slope | 2 | NaN | 0 | 0 | 0 | 0 | 0 | 0
128 | 0:21 | [8 empty] | 0 | 0 | 0 | 0 | [13 empty] | #DIV/0! | #DIV/0! | #DIV/0! | #DIV/0! | #DIV/0! | #DIV/0! | #DIV/0! | #DIV/0! | #DIV/0! | #DIV/0! | #DIV/0! | #DIV/0! | #DIV/0! | #DIV/0! | #DIV/0! | #DIV/0! | #DIV/0! | #DIV/0! | #DIV/0! | #DIV/0! | #DIV/0! | #DIV/0! | #DIV/0! | #DIV/0! | #DIV/0! | #DIV/0! | #DIV/0! | #DIV/0! | #DIV/0! | #DIV/0! | #DIV/0! | 0 | 0 | 0 | 0 | 0 | 0 | 0 | 0.05 | 0 | 0 | 0 | 0 | 0 | 0 | 0 | 0 | 0 | 0 | 0 | 0 | 0 | 0 | 0 | 0 | 0 | 0 | 0 | 0 | 0 | 0 | 0 | 0 | 0 | 0 | 0 | 0 | 0 | 0 | 0 | Slope | Slope | Slope | Slope | Slope | Slope | Slope | Slope | Slope | Slope | Slope | Slope | Slope | Slope | Slope | Slope | Slope | Slope | Slope | Slope | Slope | Slope | Slope | Slope | Slope | Slope | Slope | Slope | Slope | Slope | Slope |  | 1 | 1 | 1 | 1 | 1 | 1 | 1 | 1 | 1 | 1 | 1 | 1 | 1 | 1 | 1 | 1 | 1 | 1 | 1 | 1 | 1 | 1 | 1 | 1 | 1 | 1 | 1 | 1 | 1 | 1 | 1 | 0 | #N/A | #N/A | 0 | 0.66667 | 0.66667 | 0.65556 | 0.64444 | 0.63333 | 0.62222 | 0.61111 | 0.6 | 0.58889 | 0.57778 | 0.56667 | 0.55556 | 0.54444 | 0.53333 | 0.52222 | 0.51111 | 0.5 | 0.48889 | 0.47778 | 0.46667 | 0.45556 | 0.44444 | 0.43333 | 0.42222 | 0.41111 | 0.4 | 0.38889 | 0.37778 | 0.36667 | 0.35556 | 0.34444 | 0 | 0.66667 | 0 | 0 | Slope | NaN | 0 | 0 |  | 1 | 0 | 0 | 1 | 0 | 0 | Slope | 2 | NaN | 0 | 0 | 0 | 0 | 0 | 0
129 | 0:21 | [8 empty] | 0 | 0 | 0 | 0 | [13 empty] | #DIV/0! | #DIV/0! | #DIV/0! | #DIV/0! | #DIV/0! | #DIV/0! | #DIV/0! | #DIV/0! | #DIV/0! | #DIV/0! | #DIV/0! | #DIV/0! | #DIV/0! | #DIV/0! | #DIV/0! | #DIV/0! | #DIV/0! | #DIV/0! | #DIV/0! | #DIV/0! | #DIV/0! | #DIV/0! | #DIV/0! | #DIV/0! | #DIV/0! | #DIV/0! | #DIV/0! | #DIV/0! | #DIV/0! | #DIV/0! | #DIV/0! | 0 | 0 | 0 | 0 | 0 | 0 | 0 | 0.05 | 0 | 0 | 0 | 0 | 0 | 0 | 0 | 0 | 0 | 0 | 0 | 0 | 0 | 0 | 0 | 0 | 0 | 0 | 0 | 0 | 0 | 0 | 0 | 0 | 0 | 0 | 0 | 0 | 0 | 0 | 0 | Slope | Slope | Slope | Slope | Slope | Slope | Slope | Slope | Slope | Slope | Slope | Slope | Slope | Slope | Slope | Slope | Slope | Slope | Slope | Slope | Slope | Slope | Slope | Slope | Slope | Slope | Slope | Slope | Slope | Slope | Slope |  | 1 | 1 | 1 | 1 | 1 | 1 | 1 | 1 | 1 | 1 | 1 | 1 | 1 | 1 | 1 | 1 | 1 | 1 | 1 | 1 | 1 | 1 | 1 | 1 | 1 | 1 | 1 | 1 | 1 | 1 | 1 | 0 | #N/A | #N/A | 0 | 0.66667 | 0.66667 | 0.65556 | 0.64444 | 0.63333 | 0.62222 | 0.61111 | 0.6 | 0.58889 | 0.57778 | 0.56667 | 0.55556 | 0.54444 | 0.53333 | 0.52222 | 0.51111 | 0.5 | 0.48889 | 0.47778 | 0.46667 | 0.45556 | 0.44444 | 0.43333 | 0.42222 | 0.41111 | 0.4 | 0.38889 | 0.37778 | 0.36667 | 0.35556 | 0.34444 | 0 | 0.66667 | 0 | 0 | Slope | NaN | 0 | 0 |  | 1 | 0 | 0 | 1 | 0 | 0 | Slope | 2 | NaN | 0 | 0 | 0 | 0 | 0 | 0
130 | 0:22 | [8 empty] | 0 | 0 | 0 | 0 | [13 empty] | #DIV/0! | #DIV/0! | #DIV/0! | #DIV/0! | #DIV/0! | #DIV/0! | #DIV/0! | #DIV/0! | #DIV/0! | #DIV/0! | #DIV/0! | #DIV/0! | #DIV/0! | #DIV/0! | #DIV/0! | #DIV/0! | #DIV/0! | #DIV/0! | #DIV/0! | #DIV/0! | #DIV/0! | #DIV/0! | #DIV/0! | #DIV/0! | #DIV/0! | #DIV/0! | #DIV/0! | #DIV/0! | #DIV/0! | #DIV/0! | #DIV/0! | 0 | 0 | 0 | 0 | 0 | 0 | 0 | 0.05 | 0 | 0 | 0 | 0 | 0 | 0 | 0 | 0 | 0 | 0 | 0 | 0 | 0 | 0 | 0 | 0 | 0 | 0 | 0 | 0 | 0 | 0 | 0 | 0 | 0 | 0 | 0 | 0 | 0 | 0 | 0 | Slope | Slope | Slope | Slope | Slope | Slope | Slope | Slope | Slope | Slope | Slope | Slope | Slope | Slope | Slope | Slope | Slope | Slope | Slope | Slope | Slope | Slope | Slope | Slope | Slope | Slope | Slope | Slope | Slope | Slope | Slope |  | 1 | 1 | 1 | 1 | 1 | 1 | 1 | 1 | 1 | 1 | 1 | 1 | 1 | 1 | 1 | 1 | 1 | 1 | 1 | 1 | 1 | 1 | 1 | 1 | 1 | 1 | 1 | 1 | 1 | 1 | 1 | 0 | #N/A | #N/A | 0 | 0.66667 | 0.66667 | 0.65556 | 0.64444 | 0.63333 | 0.62222 | 0.61111 | 0.6 | 0.58889 | 0.57778 | 0.56667 | 0.55556 | 0.54444 | 0.53333 | 0.52222 | 0.51111 | 0.5 | 0.48889 | 0.47778 | 0.46667 | 0.45556 | 0.44444 | 0.43333 | 0.42222 | 0.41111 | 0.4 | 0.38889 | 0.37778 | 0.36667 | 0.35556 | 0.34444 | 0 | 0.66667 | 0 | 0 | Slope | NaN | 0 | 0 |  | 1 | 0 | 0 | 1 | 0 | 0 | Slope | 2 | NaN | 0 | 0 | 0 | 0 | 0 | 0
131 | 0:22 | [8 empty] | 0 | 0 | 0 | 0 | [13 empty] | #DIV/0! | #DIV/0! | #DIV/0! | #DIV/0! | #DIV/0! | #DIV/0! | #DIV/0! | #DIV/0! | #DIV/0! | #DIV/0! | #DIV/0! | #DIV/0! | #DIV/0! | #DIV/0! | #DIV/0! | #DIV/0! | #DIV/0! | #DIV/0! | #DIV/0! | #DIV/0! | #DIV/0! | #DIV/0! | #DIV/0! | #DIV/0! | #DIV/0! | #DIV/0! | #DIV/0! | #DIV/0! | #DIV/0! | #DIV/0! | #DIV/0! | 0 | 0 | 0 | 0 | 0 | 0 | 0 | 0.05 | 0 | 0 | 0 | 0 | 0 | 0 | 0 | 0 | 0 | 0 | 0 | 0 | 0 | 0 | 0 | 0 | 0 | 0 | 0 | 0 | 0 | 0 | 0 | 0 | 0 | 0 | 0 | 0 | 0 | 0 | 0 | Slope | Slope | Slope | Slope | Slope | Slope | Slope | Slope | Slope | Slope | Slope | Slope | Slope | Slope | Slope | Slope | Slope | Slope | Slope | Slope | Slope | Slope | Slope | Slope | Slope | Slope | Slope | Slope | Slope | Slope | Slope |  | 1 | 1 | 1 | 1 | 1 | 1 | 1 | 1 | 1 | 1 | 1 | 1 | 1 | 1 | 1 | 1 | 1 | 1 | 1 | 1 | 1 | 1 | 1 | 1 | 1 | 1 | 1 | 1 | 1 | 1 | 1 | 0 | #N/A | #N/A | 0 | 0.66667 | 0.66667 | 0.65556 | 0.64444 | 0.63333 | 0.62222 | 0.61111 | 0.6 | 0.58889 | 0.57778 | 0.56667 | 0.55556 | 0.54444 | 0.53333 | 0.52222 | 0.51111 | 0.5 | 0.48889 | 0.47778 | 0.46667 | 0.45556 | 0.44444 | 0.43333 | 0.42222 | 0.41111 | 0.4 | 0.38889 | 0.37778 | 0.36667 | 0.35556 | 0.34444 | 0 | 0.66667 | 0 | 0 | Slope | NaN | 0 | 0 |  | 1 | 0 | 0 | 1 | 0 | 0 | Slope | 2 | NaN | 0 | 0 | 0 | 0 | 0 | 0
132 | 0:22 | [8 empty] | 0 | 0 | 0 | 0 | [13 empty] | #DIV/0! | #DIV/0! | #DIV/0! | #DIV/0! | #DIV/0! | #DIV/0! | #DIV/0! | #DIV/0! | #DIV/0! | #DIV/0! | #DIV/0! | #DIV/0! | #DIV/0! | #DIV/0! | #DIV/0! | #DIV/0! | #DIV/0! | #DIV/0! | #DIV/0! | #DIV/0! | #DIV/0! | #DIV/0! | #DIV/0! | #DIV/0! | #DIV/0! | #DIV/0! | #DIV/0! | #DIV/0! | #DIV/0! | #DIV/0! | #DIV/0! | 0 | 0 | 0 | 0 | 0 | 0 | 0 | 0.05 | 0 | 0 | 0 | 0 | 0 | 0 | 0 | 0 | 0 | 0 | 0 | 0 | 0 | 0 | 0 | 0 | 0 | 0 | 0 | 0 | 0 | 0 | 0 | 0 | 0 | 0 | 0 | 0 | 0 | 0 | 0 | Slope | Slope | Slope | Slope | Slope | Slope | Slope | Slope | Slope | Slope | Slope | Slope | Slope | Slope | Slope | Slope | Slope | Slope | Slope | Slope | Slope | Slope | Slope | Slope | Slope | Slope | Slope | Slope | Slope | Slope | Slope |  | 1 | 1 | 1 | 1 | 1 | 1 | 1 | 1 | 1 | 1 | 1 | 1 | 1 | 1 | 1 | 1 | 1 | 1 | 1 | 1 | 1 | 1 | 1 | 1 | 1 | 1 | 1 | 1 | 1 | 1 | 1 | 0 | #N/A | #N/A | 0 | 0.66667 | 0.66667 | 0.65556 | 0.64444 | 0.63333 | 0.62222 | 0.61111 | 0.6 | 0.58889 | 0.57778 | 0.56667 | 0.55556 | 0.54444 | 0.53333 | 0.52222 | 0.51111 | 0.5 | 0.48889 | 0.47778 | 0.46667 | 0.45556 | 0.44444 | 0.43333 | 0.42222 | 0.41111 | 0.4 | 0.38889 | 0.37778 | 0.36667 | 0.35556 | 0.34444 | 0 | 0.66667 | 0 | 0 | Slope | NaN | 0 | 0 |  | 1 | 0 | 0 | 1 | 0 | 0 | Slope | 2 | NaN | 0 | 0 | 0 | 0 | 0 | 0
133 | 0:22 | [8 empty] | 0 | 0 | 0 | 0 | [13 empty] | #DIV/0! | #DIV/0! | #DIV/0! | #DIV/0! | #DIV/0! | #DIV/0! | #DIV/0! | #DIV/0! | #DIV/0! | #DIV/0! | #DIV/0! | #DIV/0! | #DIV/0! | #DIV/0! | #DIV/0! | #DIV/0! | #DIV/0! | #DIV/0! | #DIV/0! | #DIV/0! | #DIV/0! | #DIV/0! | #DIV/0! | #DIV/0! | #DIV/0! | #DIV/0! | #DIV/0! | #DIV/0! | #DIV/0! | #DIV/0! | #DIV/0! | 0 | 0 | 0 | 0 | 0 | 0 | 0 | 0.05 | 0 | 0 | 0 | 0 | 0 | 0 | 0 | 0 | 0 | 0 | 0 | 0 | 0 | 0 | 0 | 0 | 0 | 0 | 0 | 0 | 0 | 0 | 0 | 0 | 0 | 0 | 0 | 0 | 0 | 0 | 0 | Slope | Slope | Slope | Slope | Slope | Slope | Slope | Slope | Slope | Slope | Slope | Slope | Slope | Slope | Slope | Slope | Slope | Slope | Slope | Slope | Slope | Slope | Slope | Slope | Slope | Slope | Slope | Slope | Slope | Slope | Slope |  | 1 | 1 | 1 | 1 | 1 | 1 | 1 | 1 | 1 | 1 | 1 | 1 | 1 | 1 | 1 | 1 | 1 | 1 | 1 | 1 | 1 | 1 | 1 | 1 | 1 | 1 | 1 | 1 | 1 | 1 | 1 | 0 | #N/A | #N/A | 0 | 0.66667 | 0.66667 | 0.65556 | 0.64444 | 0.63333 | 0.62222 | 0.61111 | 0.6 | 0.58889 | 0.57778 | 0.56667 | 0.55556 | 0.54444 | 0.53333 | 0.52222 | 0.51111 | 0.5 | 0.48889 | 0.47778 | 0.46667 | 0.45556 | 0.44444 | 0.43333 | 0.42222 | 0.41111 | 0.4 | 0.38889 | 0.37778 | 0.36667 | 0.35556 | 0.34444 | 0 | 0.66667 | 0 | 0 | Slope | NaN | 0 | 0 |  | 1 | 0 | 0 | 1 | 0 | 0 | Slope | 2 | NaN | 0 | 0 | 0 | 0 | 0 | 0
134 | 0:22 | [8 empty] | 0 | 0 | 0 | 0 | [13 empty] | #DIV/0! | #DIV/0! | #DIV/0! | #DIV/0! | #DIV/0! | #DIV/0! | #DIV/0! | #DIV/0! | #DIV/0! | #DIV/0! | #DIV/0! | #DIV/0! | #DIV/0! | #DIV/0! | #DIV/0! | #DIV/0! | #DIV/0! | #DIV/0! | #DIV/0! | #DIV/0! | #DIV/0! | #DIV/0! | #DIV/0! | #DIV/0! | #DIV/0! | #DIV/0! | #DIV/0! | #DIV/0! | #DIV/0! | #DIV/0! | #DIV/0! | 0 | 0 | 0 | 0 | 0 | 0 | 0 | 0.05 | 0 | 0 | 0 | 0 | 0 | 0 | 0 | 0 | 0 | 0 | 0 | 0 | 0 | 0 | 0 | 0 | 0 | 0 | 0 | 0 | 0 | 0 | 0 | 0 | 0 | 0 | 0 | 0 | 0 | 0 | 0 | Slope | Slope | Slope | Slope | Slope | Slope | Slope | Slope | Slope | Slope | Slope | Slope | Slope | Slope | Slope | Slope | Slope | Slope | Slope | Slope | Slope | Slope | Slope | Slope | Slope | Slope | Slope | Slope | Slope | Slope | Slope |  | 1 | 1 | 1 | 1 | 1 | 1 | 1 | 1 | 1 | 1 | 1 | 1 | 1 | 1 | 1 | 1 | 1 | 1 | 1 | 1 | 1 | 1 | 1 | 1 | 1 | 1 | 1 | 1 | 1 | 1 | 1 | 0 | #N/A | #N/A | 0 | 0.66667 | 0.66667 | 0.65556 | 0.64444 | 0.63333 | 0.62222 | 0.61111 | 0.6 | 0.58889 | 0.57778 | 0.56667 | 0.55556 | 0.54444 | 0.53333 | 0.52222 | 0.51111 | 0.5 | 0.48889 | 0.47778 | 0.46667 | 0.45556 | 0.44444 | 0.43333 | 0.42222 | 0.41111 | 0.4 | 0.38889 | 0.37778 | 0.36667 | 0.35556 | 0.34444 | 0 | 0.66667 | 0 | 0 | Slope | NaN | 0 | 0 |  | 1 | 0 | 0 | 1 | 0 | 0 | Slope | 2 | NaN | 0 | 0 | 0 | 0 | 0 | 0
135 | 0:22 | [8 empty] | 0 | 0 | 0 | 0 | [13 empty] | #DIV/0! | #DIV/0! | #DIV/0! | #DIV/0! | #DIV/0! | #DIV/0! | #DIV/0! | #DIV/0! | #DIV/0! | #DIV/0! | #DIV/0! | #DIV/0! | #DIV/0! | #DIV/0! | #DIV/0! | #DIV/0! | #DIV/0! | #DIV/0! | #DIV/0! | #DIV/0! | #DIV/0! | #DIV/0! | #DIV/0! | #DIV/0! | #DIV/0! | #DIV/0! | #DIV/0! | #DIV/0! | #DIV/0! | #DIV/0! | #DIV/0! | 0 | 0 | 0 | 0 | 0 | 0 | 0 | 0.05 | 0 | 0 | 0 | 0 | 0 | 0 | 0 | 0 | 0 | 0 | 0 | 0 | 0 | 0 | 0 | 0 | 0 | 0 | 0 | 0 | 0 | 0 | 0 | 0 | 0 | 0 | 0 | 0 | 0 | 0 | 0 | Slope | Slope | Slope | Slope | Slope | Slope | Slope | Slope | Slope | Slope | Slope | Slope | Slope | Slope | Slope | Slope | Slope | Slope | Slope | Slope | Slope | Slope | Slope | Slope | Slope | Slope | Slope | Slope | Slope | Slope | Slope |  | 1 | 1 | 1 | 1 | 1 | 1 | 1 | 1 | 1 | 1 | 1 | 1 | 1 | 1 | 1 | 1 | 1 | 1 | 1 | 1 | 1 | 1 | 1 | 1 | 1 | 1 | 1 | 1 | 1 | 1 | 1 | 0 | #N/A | #N/A | 0 | 0.66667 | 0.66667 | 0.65556 | 0.64444 | 0.63333 | 0.62222 | 0.61111 | 0.6 | 0.58889 | 0.57778 | 0.56667 | 0.55556 | 0.54444 | 0.53333 | 0.52222 | 0.51111 | 0.5 | 0.48889 | 0.47778 | 0.46667 | 0.45556 | 0.44444 | 0.43333 | 0.42222 | 0.41111 | 0.4 | 0.38889 | 0.37778 | 0.36667 | 0.35556 | 0.34444 | 0 | 0.66667 | 0 | 0 | Slope | NaN | 0 | 0 |  | 1 | 0 | 0 | 1 | 0 | 0 | Slope | 2 | NaN | 0 | 0 | 0 | 0 | 0 | 0
136 | 0:23 | [8 empty] | 0 | 0 | 0 | 0 | [13 empty] | #DIV/0! | #DIV/0! | #DIV/0! | #DIV/0! | #DIV/0! | #DIV/0! | #DIV/0! | #DIV/0! | #DIV/0! | #DIV/0! | #DIV/0! | #DIV/0! | #DIV/0! | #DIV/0! | #DIV/0! | #DIV/0! | #DIV/0! | #DIV/0! | #DIV/0! | #DIV/0! | #DIV/0! | #DIV/0! | #DIV/0! | #DIV/0! | #DIV/0! | #DIV/0! | #DIV/0! | #DIV/0! | #DIV/0! | #DIV/0! | #DIV/0! | 0 | 0 | 0 | 0 | 0 | 0 | 0 | 0.05 | 0 | 0 | 0 | 0 | 0 | 0 | 0 | 0 | 0 | 0 | 0 | 0 | 0 | 0 | 0 | 0 | 0 | 0 | 0 | 0 | 0 | 0 | 0 | 0 | 0 | 0 | 0 | 0 | 0 | 0 | 0 | Slope | Slope | Slope | Slope | Slope | Slope | Slope | Slope | Slope | Slope | Slope | Slope | Slope | Slope | Slope | Slope | Slope | Slope | Slope | Slope | Slope | Slope | Slope | Slope | Slope | Slope | Slope | Slope | Slope | Slope | Slope |  | 1 | 1 | 1 | 1 | 1 | 1 | 1 | 1 | 1 | 1 | 1 | 1 | 1 | 1 | 1 | 1 | 1 | 1 | 1 | 1 | 1 | 1 | 1 | 1 | 1 | 1 | 1 | 1 | 1 | 1 | 1 | 0 | #N/A | #N/A | 0 | 0.66667 | 0.66667 | 0.65556 | 0.64444 | 0.63333 | 0.62222 | 0.61111 | 0.6 | 0.58889 | 0.57778 | 0.56667 | 0.55556 | 0.54444 | 0.53333 | 0.52222 | 0.51111 | 0.5 | 0.48889 | 0.47778 | 0.46667 | 0.45556 | 0.44444 | 0.43333 | 0.42222 | 0.41111 | 0.4 | 0.38889 | 0.37778 | 0.36667 | 0.35556 | 0.34444 | 0 | 0.66667 | 0 | 0 | Slope | NaN | 0 | 0 |  | 1 | 0 | 0 | 1 | 0 | 0 | Slope | 2 | NaN | 0 | 0 | 0 | 0 | 0 | 0
137 | 0:23 | [8 empty] | 0 | 0 | 0 | 0 | [13 empty] | #DIV/0! | #DIV/0! | #DIV/0! | #DIV/0! | #DIV/0! | #DIV/0! | #DIV/0! | #DIV/0! | #DIV/0! | #DIV/0! | #DIV/0! | #DIV/0! | #DIV/0! | #DIV/0! | #DIV/0! | #DIV/0! | #DIV/0! | #DIV/0! | #DIV/0! | #DIV/0! | #DIV/0! | #DIV/0! | #DIV/0! | #DIV/0! | #DIV/0! | #DIV/0! | #DIV/0! | #DIV/0! | #DIV/0! | #DIV/0! | #DIV/0! | 0 | 0 | 0 | 0 | 0 | 0 | 0 | 0.05 | 0 | 0 | 0 | 0 | 0 | 0 | 0 | 0 | 0 | 0 | 0 | 0 | 0 | 0 | 0 | 0 | 0 | 0 | 0 | 0 | 0 | 0 | 0 | 0 | 0 | 0 | 0 | 0 | 0 | 0 | 0 | Slope | Slope | Slope | Slope | Slope | Slope | Slope | Slope | Slope | Slope | Slope | Slope | Slope | Slope | Slope | Slope | Slope | Slope | Slope | Slope | Slope | Slope | Slope | Slope | Slope | Slope | Slope | Slope | Slope | Slope | Slope |  | 1 | 1 | 1 | 1 | 1 | 1 | 1 | 1 | 1 | 1 | 1 | 1 | 1 | 1 | 1 | 1 | 1 | 1 | 1 | 1 | 1 | 1 | 1 | 1 | 1 | 1 | 1 | 1 | 1 | 1 | 1 | 0 | #N/A | #N/A | 0 | 0.66667 | 0.66667 | 0.65556 | 0.64444 | 0.63333 | 0.62222 | 0.61111 | 0.6 | 0.58889 | 0.57778 | 0.56667 | 0.55556 | 0.54444 | 0.53333 | 0.52222 | 0.51111 | 0.5 | 0.48889 | 0.47778 | 0.46667 | 0.45556 | 0.44444 | 0.43333 | 0.42222 | 0.41111 | 0.4 | 0.38889 | 0.37778 | 0.36667 | 0.35556 | 0.34444 | 0 | 0.66667 | 0 | 0 | Slope | NaN | 0 | 0 |  | 1 | 0 | 0 | 1 | 0 | 0 | Slope | 2 | NaN | 0 | 0 | 0 | 0 | 0 | 0
138 | 0:23 | [8 empty] | 0 | 0 | 0 | 0 | [13 empty] | #DIV/0! | #DIV/0! | #DIV/0! | #DIV/0! | #DIV/0! | #DIV/0! | #DIV/0! | #DIV/0! | #DIV/0! | #DIV/0! | #DIV/0! | #DIV/0! | #DIV/0! | #DIV/0! | #DIV/0! | #DIV/0! | #DIV/0! | #DIV/0! | #DIV/0! | #DIV/0! | #DIV/0! | #DIV/0! | #DIV/0! | #DIV/0! | #DIV/0! | #DIV/0! | #DIV/0! | #DIV/0! | #DIV/0! | #DIV/0! | #DIV/0! | 0 | 0 | 0 | 0 | 0 | 0 | 0 | 0.05 | 0 | 0 | 0 | 0 | 0 | 0 | 0 | 0 | 0 | 0 | 0 | 0 | 0 | 0 | 0 | 0 | 0 | 0 | 0 | 0 | 0 | 0 | 0 | 0 | 0 | 0 | 0 | 0 | 0 | 0 | 0 | Slope | Slope | Slope | Slope | Slope | Slope | Slope | Slope | Slope | Slope | Slope | Slope | Slope | Slope | Slope | Slope | Slope | Slope | Slope | Slope | Slope | Slope | Slope | Slope | Slope | Slope | Slope | Slope | Slope | Slope | Slope |  | 1 | 1 | 1 | 1 | 1 | 1 | 1 | 1 | 1 | 1 | 1 | 1 | 1 | 1 | 1 | 1 | 1 | 1 | 1 | 1 | 1 | 1 | 1 | 1 | 1 | 1 | 1 | 1 | 1 | 1 | 1 | 0 | #N/A | #N/A | 0 | 0.66667 | 0.66667 | 0.65556 | 0.64444 | 0.63333 | 0.62222 | 0.61111 | 0.6 | 0.58889 | 0.57778 | 0.56667 | 0.55556 | 0.54444 | 0.53333 | 0.52222 | 0.51111 | 0.5 | 0.48889 | 0.47778 | 0.46667 | 0.45556 | 0.44444 | 0.43333 | 0.42222 | 0.41111 | 0.4 | 0.38889 | 0.37778 | 0.36667 | 0.35556 | 0.34444 | 0 | 0.66667 | 0 | 0 | Slope | NaN | 0 | 0 |  | 1 | 0 | 0 | 1 | 0 | 0 | Slope | 2 | NaN | 0 | 0 | 0 | 0 | 0 | 0
139 | 0:23 | [8 empty] | 0 | 0 | 0 | 0 | [13 empty] | #DIV/0! | #DIV/0! | #DIV/0! | #DIV/0! | #DIV/0! | #DIV/0! | #DIV/0! | #DIV/0! | #DIV/0! | #DIV/0! | #DIV/0! | #DIV/0! | #DIV/0! | #DIV/0! | #DIV/0! | #DIV/0! | #DIV/0! | #DIV/0! | #DIV/0! | #DIV/0! | #DIV/0! | #DIV/0! | #DIV/0! | #DIV/0! | #DIV/0! | #DIV/0! | #DIV/0! | #DIV/0! | #DIV/0! | #DIV/0! | #DIV/0! | 0 | 0 | 0 | 0 | 0 | 0 | 0 | 0.05 | 0 | 0 | 0 | 0 | 0 | 0 | 0 | 0 | 0 | 0 | 0 | 0 | 0 | 0 | 0 | 0 | 0 | 0 | 0 | 0 | 0 | 0 | 0 | 0 | 0 | 0 | 0 | 0 | 0 | 0 | 0 | Slope | Slope | Slope | Slope | Slope | Slope | Slope | Slope | Slope | Slope | Slope | Slope | Slope | Slope | Slope | Slope | Slope | Slope | Slope | Slope | Slope | Slope | Slope | Slope | Slope | Slope | Slope | Slope | Slope | Slope | Slope |  | 1 | 1 | 1 | 1 | 1 | 1 | 1 | 1 | 1 | 1 | 1 | 1 | 1 | 1 | 1 | 1 | 1 | 1 | 1 | 1 | 1 | 1 | 1 | 1 | 1 | 1 | 1 | 1 | 1 | 1 | 1 | 0 | #N/A | #N/A | 0 | 0.66667 | 0.66667 | 0.65556 | 0.64444 | 0.63333 | 0.62222 | 0.61111 | 0.6 | 0.58889 | 0.57778 | 0.56667 | 0.55556 | 0.54444 | 0.53333 | 0.52222 | 0.51111 | 0.5 | 0.48889 | 0.47778 | 0.46667 | 0.45556 | 0.44444 | 0.43333 | 0.42222 | 0.41111 | 0.4 | 0.38889 | 0.37778 | 0.36667 | 0.35556 | 0.34444 | 0 | 0.66667 | 0 | 0 | Slope | NaN | 0 | 0 |  | 1 | 0 | 0 | 1 | 0 | 0 | Slope | 2 | NaN | 0 | 0 | 0 | 0 | 0 | 0
140 | 0:23 | [8 empty] | 0 | 0 | 0 | 0 | [13 empty] | #DIV/0! | #DIV/0! | #DIV/0! | #DIV/0! | #DIV/0! | #DIV/0! | #DIV/0! | #DIV/0! | #DIV/0! | #DIV/0! | #DIV/0! | #DIV/0! | #DIV/0! | #DIV/0! | #DIV/0! | #DIV/0! | #DIV/0! | #DIV/0! | #DIV/0! | #DIV/0! | #DIV/0! | #DIV/0! | #DIV/0! | #DIV/0! | #DIV/0! | #DIV/0! | #DIV/0! | #DIV/0! | #DIV/0! | #DIV/0! | #DIV/0! | 0 | 0 | 0 | 0 | 0 | 0 | 0 | 0.05 | 0 | 0 | 0 | 0 | 0 | 0 | 0 | 0 | 0 | 0 | 0 | 0 | 0 | 0 | 0 | 0 | 0 | 0 | 0 | 0 | 0 | 0 | 0 | 0 | 0 | 0 | 0 | 0 | 0 | 0 | 0 | Slope | Slope | Slope | Slope | Slope | Slope | Slope | Slope | Slope | Slope | Slope | Slope | Slope | Slope | Slope | Slope | Slope | Slope | Slope | Slope | Slope | Slope | Slope | Slope | Slope | Slope | Slope | Slope | Slope | Slope | Slope |  | 1 | 1 | 1 | 1 | 1 | 1 | 1 | 1 | 1 | 1 | 1 | 1 | 1 | 1 | 1 | 1 | 1 | 1 | 1 | 1 | 1 | 1 | 1 | 1 | 1 | 1 | 1 | 1 | 1 | 1 | 1 | 0 | #N/A | #N/A | 0 | 0.66667 | 0.66667 | 0.65556 | 0.64444 | 0.63333 | 0.62222 | 0.61111 | 0.6 | 0.58889 | 0.57778 | 0.56667 | 0.55556 | 0.54444 | 0.53333 | 0.52222 | 0.51111 | 0.5 | 0.48889 | 0.47778 | 0.46667 | 0.45556 | 0.44444 | 0.43333 | 0.42222 | 0.41111 | 0.4 | 0.38889 | 0.37778 | 0.36667 | 0.35556 | 0.34444 | 0 | 0.66667 | 0 | 0 | Slope | NaN | 0 | 0 |  | 1 | 0 | 0 | 1 | 0 | 0 | Slope | 2 | NaN | 0 | 0 | 0 | 0 | 0 | 0
141 | 0:23 | [8 empty] | 0 | 0 | 0 | 0 | [13 empty] | #DIV/0! | #DIV/0! | #DIV/0! | #DIV/0! | #DIV/0! | #DIV/0! | #DIV/0! | #DIV/0! | #DIV/0! | #DIV/0! | #DIV/0! | #DIV/0! | #DIV/0! | #DIV/0! | #DIV/0! | #DIV/0! | #DIV/0! | #DIV/0! | #DIV/0! | #DIV/0! | #DIV/0! | #DIV/0! | #DIV/0! | #DIV/0! | #DIV/0! | #DIV/0! | #DIV/0! | #DIV/0! | #DIV/0! | #DIV/0! | #DIV/0! | 0 | 0 | 0 | 0 | 0 | 0 | 0 | 0.05 | 0 | 0 | 0 | 0 | 0 | 0 | 0 | 0 | 0 | 0 | 0 | 0 | 0 | 0 | 0 | 0 | 0 | 0 | 0 | 0 | 0 | 0 | 0 | 0 | 0 | 0 | 0 | 0 | 0 | 0 | 0 | Slope | Slope | Slope | Slope | Slope | Slope | Slope | Slope | Slope | Slope | Slope | Slope | Slope | Slope | Slope | Slope | Slope | Slope | Slope | Slope | Slope | Slope | Slope | Slope | Slope | Slope | Slope | Slope | Slope | Slope | Slope |  | 1 | 1 | 1 | 1 | 1 | 1 | 1 | 1 | 1 | 1 | 1 | 1 | 1 | 1 | 1 | 1 | 1 | 1 | 1 | 1 | 1 | 1 | 1 | 1 | 1 | 1 | 1 | 1 | 1 | 1 | 1 | 0 | #N/A | #N/A | 0 | 0.66667 | 0.66667 | 0.65556 | 0.64444 | 0.63333 | 0.62222 | 0.61111 | 0.6 | 0.58889 | 0.57778 | 0.56667 | 0.55556 | 0.54444 | 0.53333 | 0.52222 | 0.51111 | 0.5 | 0.48889 | 0.47778 | 0.46667 | 0.45556 | 0.44444 | 0.43333 | 0.42222 | 0.41111 | 0.4 | 0.38889 | 0.37778 | 0.36667 | 0.35556 | 0.34444 | 0 | 0.66667 | 0 | 0 | Slope | NaN | 0 | 0 |  | 1 | 0 | 0 | 1 | 0 | 0 | Slope | 2 | NaN | 0 | 0 | 0 | 0 | 0 | 0
142 | 0:24 | [8 empty] | 0 | 0 | 0 | 0 | [13 empty] | #DIV/0! | #DIV/0! | #DIV/0! | #DIV/0! | #DIV/0! | #DIV/0! | #DIV/0! | #DIV/0! | #DIV/0! | #DIV/0! | #DIV/0! | #DIV/0! | #DIV/0! | #DIV/0! | #DIV/0! | #DIV/0! | #DIV/0! | #DIV/0! | #DIV/0! | #DIV/0! | #DIV/0! | #DIV/0! | #DIV/0! | #DIV/0! | #DIV/0! | #DIV/0! | #DIV/0! | #DIV/0! | #DIV/0! | #DIV/0! | #DIV/0! | 0 | 0 | 0 | 0 | 0 | 0 | 0 | 0.05 | 0 | 0 | 0 | 0 | 0 | 0 | 0 | 0 | 0 | 0 | 0 | 0 | 0 | 0 | 0 | 0 | 0 | 0 | 0 | 0 | 0 | 0 | 0 | 0 | 0 | 0 | 0 | 0 | 0 | 0 | 0 | Slope | Slope | Slope | Slope | Slope | Slope | Slope | Slope | Slope | Slope | Slope | Slope | Slope | Slope | Slope | Slope | Slope | Slope | Slope | Slope | Slope | Slope | Slope | Slope | Slope | Slope | Slope | Slope | Slope | Slope | Slope |  | 1 | 1 | 1 | 1 | 1 | 1 | 1 | 1 | 1 | 1 | 1 | 1 | 1 | 1 | 1 | 1 | 1 | 1 | 1 | 1 | 1 | 1 | 1 | 1 | 1 | 1 | 1 | 1 | 1 | 1 | 1 | 0 | #N/A | #N/A | 0 | 0.66667 | 0.66667 | 0.65556 | 0.64444 | 0.63333 | 0.62222 | 0.61111 | 0.6 | 0.58889 | 0.57778 | 0.56667 | 0.55556 | 0.54444 | 0.53333 | 0.52222 | 0.51111 | 0.5 | 0.48889 | 0.47778 | 0.46667 | 0.45556 | 0.44444 | 0.43333 | 0.42222 | 0.41111 | 0.4 | 0.38889 | 0.37778 | 0.36667 | 0.35556 | 0.34444 | 0 | 0.66667 | 0 | 0 | Slope | NaN | 0 | 0 |  | 1 | 0 | 0 | 1 | 0 | 0 | Slope | 2 | NaN | 0 | 0 | 0 | 0 | 0 | 0
143 | 0:24 | [8 empty] | 0 | 0 | 0 | 0 | [13 empty] | #DIV/0! | #DIV/0! | #DIV/0! | #DIV/0! | #DIV/0! | #DIV/0! | #DIV/0! | #DIV/0! | #DIV/0! | #DIV/0! | #DIV/0! | #DIV/0! | #DIV/0! | #DIV/0! | #DIV/0! | #DIV/0! | #DIV/0! | #DIV/0! | #DIV/0! | #DIV/0! | #DIV/0! | #DIV/0! | #DIV/0! | #DIV/0! | #DIV/0! | #DIV/0! | #DIV/0! | #DIV/0! | #DIV/0! | #DIV/0! | #DIV/0! | 0 | 0 | 0 | 0 | 0 | 0 | 0 | 0.05 | 0 | 0 | 0 | 0 | 0 | 0 | 0 | 0 | 0 | 0 | 0 | 0 | 0 | 0 | 0 | 0 | 0 | 0 | 0 | 0 | 0 | 0 | 0 | 0 | 0 | 0 | 0 | 0 | 0 | 0 | 0 | Slope | Slope | Slope | Slope | Slope | Slope | Slope | Slope | Slope | Slope | Slope | Slope | Slope | Slope | Slope | Slope | Slope | Slope | Slope | Slope | Slope | Slope | Slope | Slope | Slope | Slope | Slope | Slope | Slope | Slope | Slope |  | 1 | 1 | 1 | 1 | 1 | 1 | 1 | 1 | 1 | 1 | 1 | 1 | 1 | 1 | 1 | 1 | 1 | 1 | 1 | 1 | 1 | 1 | 1 | 1 | 1 | 1 | 1 | 1 | 1 | 1 | 1 | 0 | #N/A | #N/A | 0 | 0.66667 | 0.66667 | 0.65556 | 0.64444 | 0.63333 | 0.62222 | 0.61111 | 0.6 | 0.58889 | 0.57778 | 0.56667 | 0.55556 | 0.54444 | 0.53333 | 0.52222 | 0.51111 | 0.5 | 0.48889 | 0.47778 | 0.46667 | 0.45556 | 0.44444 | 0.43333 | 0.42222 | 0.41111 | 0.4 | 0.38889 | 0.37778 | 0.36667 | 0.35556 | 0.34444 | 0 | 0.66667 | 0 | 0 | Slope | NaN | 0 | 0 |  | 1 | 0 | 0 | 1 | 0 | 0 | Slope | 2 | NaN | 0 | 0 | 0 | 0 | 0 | 0
144 | 0:24 | [8 empty] | 0 | 0 | 0 | 0 | [13 empty] | #DIV/0! | #DIV/0! | #DIV/0! | #DIV/0! | #DIV/0! | #DIV/0! | #DIV/0! | #DIV/0! | #DIV/0! | #DIV/0! | #DIV/0! | #DIV/0! | #DIV/0! | #DIV/0! | #DIV/0! | #DIV/0! | #DIV/0! | #DIV/0! | #DIV/0! | #DIV/0! | #DIV/0! | #DIV/0! | #DIV/0! | #DIV/0! | #DIV/0! | #DIV/0! | #DIV/0! | #DIV/0! | #DIV/0! | #DIV/0! | #DIV/0! | 0 | 0 | 0 | 0 | 0 | 0 | 0 | 0.05 | 0 | 0 | 0 | 0 | 0 | 0 | 0 | 0 | 0 | 0 | 0 | 0 | 0 | 0 | 0 | 0 | 0 | 0 | 0 | 0 | 0 | 0 | 0 | 0 | 0 | 0 | 0 | 0 | 0 | 0 | 0 | Slope | Slope | Slope | Slope | Slope | Slope | Slope | Slope | Slope | Slope | Slope | Slope | Slope | Slope | Slope | Slope | Slope | Slope | Slope | Slope | Slope | Slope | Slope | Slope | Slope | Slope | Slope | Slope | Slope | Slope | Slope |  | 1 | 1 | 1 | 1 | 1 | 1 | 1 | 1 | 1 | 1 | 1 | 1 | 1 | 1 | 1 | 1 | 1 | 1 | 1 | 1 | 1 | 1 | 1 | 1 | 1 | 1 | 1 | 1 | 1 | 1 | 1 | 0 | #N/A | #N/A | 0 | 0.66667 | 0.66667 | 0.65556 | 0.64444 | 0.63333 | 0.62222 | 0.61111 | 0.6 | 0.58889 | 0.57778 | 0.56667 | 0.55556 | 0.54444 | 0.53333 | 0.52222 | 0.51111 | 0.5 | 0.48889 | 0.47778 | 0.46667 | 0.45556 | 0.44444 | 0.43333 | 0.42222 | 0.41111 | 0.4 | 0.38889 | 0.37778 | 0.36667 | 0.35556 | 0.34444 | 0 | 0.66667 | 0 | 0 | Slope | NaN | 0 | 0 |  | 1 | 0 | 0 | 1 | 0 | 0 | Slope | 2 | NaN | 0 | 0 | 0 | 0 | 0 | 0
145 | 0:24 | [8 empty] | 0 | 0 | 0 | 0 | [13 empty] | #DIV/0! | #DIV/0! | #DIV/0! | #DIV/0! | #DIV/0! | #DIV/0! | #DIV/0! | #DIV/0! | #DIV/0! | #DIV/0! | #DIV/0! | #DIV/0! | #DIV/0! | #DIV/0! | #DIV/0! | #DIV/0! | #DIV/0! | #DIV/0! | #DIV/0! | #DIV/0! | #DIV/0! | #DIV/0! | #DIV/0! | #DIV/0! | #DIV/0! | #DIV/0! | #DIV/0! | #DIV/0! | #DIV/0! | #DIV/0! | #DIV/0! | 0 | 0 | 0 | 0 | 0 | 0 | 0 | 0.05 | 0 | 0 | 0 | 0 | 0 | 0 | 0 | 0 | 0 | 0 | 0 | 0 | 0 | 0 | 0 | 0 | 0 | 0 | 0 | 0 | 0 | 0 | 0 | 0 | 0 | 0 | 0 | 0 | 0 | 0 | 0 | Slope | Slope | Slope | Slope | Slope | Slope | Slope | Slope | Slope | Slope | Slope | Slope | Slope | Slope | Slope | Slope | Slope | Slope | Slope | Slope | Slope | Slope | Slope | Slope | Slope | Slope | Slope | Slope | Slope | Slope | Slope |  | 1 | 1 | 1 | 1 | 1 | 1 | 1 | 1 | 1 | 1 | 1 | 1 | 1 | 1 | 1 | 1 | 1 | 1 | 1 | 1 | 1 | 1 | 1 | 1 | 1 | 1 | 1 | 1 | 1 | 1 | 1 | 0 | #N/A | #N/A | 0 | 0.66667 | 0.66667 | 0.65556 | 0.64444 | 0.63333 | 0.62222 | 0.61111 | 0.6 | 0.58889 | 0.57778 | 0.56667 | 0.55556 | 0.54444 | 0.53333 | 0.52222 | 0.51111 | 0.5 | 0.48889 | 0.47778 | 0.46667 | 0.45556 | 0.44444 | 0.43333 | 0.42222 | 0.41111 | 0.4 | 0.38889 | 0.37778 | 0.36667 | 0.35556 | 0.34444 | 0 | 0.66667 | 0 | 0 | Slope | NaN | 0 | 0 |  | 1 | 0 | 0 | 1 | 0 | 0 | Slope | 2 | NaN | 0 | 0 | 0 | 0 | 0 | 0
146 | 0:24 | [8 empty] | 0 | 0 | 0 | 0 | [13 empty] | #DIV/0! | #DIV/0! | #DIV/0! | #DIV/0! | #DIV/0! | #DIV/0! | #DIV/0! | #DIV/0! | #DIV/0! | #DIV/0! | #DIV/0! | #DIV/0! | #DIV/0! | #DIV/0! | #DIV/0! | #DIV/0! | #DIV/0! | #DIV/0! | #DIV/0! | #DIV/0! | #DIV/0! | #DIV/0! | #DIV/0! | #DIV/0! | #DIV/0! | #DIV/0! | #DIV/0! | #DIV/0! | #DIV/0! | #DIV/0! | #DIV/0! | 0 | 0 | 0 | 0 | 0 | 0 | 0 | 0.05 | 0 | 0 | 0 | 0 | 0 | 0 | 0 | 0 | 0 | 0 | 0 | 0 | 0 | 0 | 0 | 0 | 0 | 0 | 0 | 0 | 0 | 0 | 0 | 0 | 0 | 0 | 0 | 0 | 0 | 0 | 0 | Slope | Slope | Slope | Slope | Slope | Slope | Slope | Slope | Slope | Slope | Slope | Slope | Slope | Slope | Slope | Slope | Slope | Slope | Slope | Slope | Slope | Slope | Slope | Slope | Slope | Slope | Slope | Slope | Slope | Slope | Slope |  | 1 | 1 | 1 | 1 | 1 | 1 | 1 | 1 | 1 | 1 | 1 | 1 | 1 | 1 | 1 | 1 | 1 | 1 | 1 | 1 | 1 | 1 | 1 | 1 | 1 | 1 | 1 | 1 | 1 | 1 | 1 | 0 | #N/A | #N/A | 0 | 0.66667 | 0.66667 | 0.65556 | 0.64444 | 0.63333 | 0.62222 | 0.61111 | 0.6 | 0.58889 | 0.57778 | 0.56667 | 0.55556 | 0.54444 | 0.53333 | 0.52222 | 0.51111 | 0.5 | 0.48889 | 0.47778 | 0.46667 | 0.45556 | 0.44444 | 0.43333 | 0.42222 | 0.41111 | 0.4 | 0.38889 | 0.37778 | 0.36667 | 0.35556 | 0.34444 | 0 | 0.66667 | 0 | 0 | Slope | NaN | 0 | 0 |  | 1 | 0 | 0 | 1 | 0 | 0 | Slope | 2 | NaN | 0 | 0 | 0 | 0 | 0 | 0
147 | 0:24 | [8 empty] | 0 | 0 | 0 | 0 | [13 empty] | #DIV/0! | #DIV/0! | #DIV/0! | #DIV/0! | #DIV/0! | #DIV/0! | #DIV/0! | #DIV/0! | #DIV/0! | #DIV/0! | #DIV/0! | #DIV/0! | #DIV/0! | #DIV/0! | #DIV/0! | #DIV/0! | #DIV/0! | #DIV/0! | #DIV/0! | #DIV/0! | #DIV/0! | #DIV/0! | #DIV/0! | #DIV/0! | #DIV/0! | #DIV/0! | #DIV/0! | #DIV/0! | #DIV/0! | #DIV/0! | #DIV/0! | 0 | 0 | 0 | 0 | 0 | 0 | 0 | 0.05 | 0 | 0 | 0 | 0 | 0 | 0 | 0 | 0 | 0 | 0 | 0 | 0 | 0 | 0 | 0 | 0 | 0 | 0 | 0 | 0 | 0 | 0 | 0 | 0 | 0 | 0 | 0 | 0 | 0 | 0 | 0 | Slope | Slope | Slope | Slope | Slope | Slope | Slope | Slope | Slope | Slope | Slope | Slope | Slope | Slope | Slope | Slope | Slope | Slope | Slope | Slope | Slope | Slope | Slope | Slope | Slope | Slope | Slope | Slope | Slope | Slope | Slope |  | 1 | 1 | 1 | 1 | 1 | 1 | 1 | 1 | 1 | 1 | 1 | 1 | 1 | 1 | 1 | 1 | 1 | 1 | 1 | 1 | 1 | 1 | 1 | 1 | 1 | 1 | 1 | 1 | 1 | 1 | 1 | 0 | #N/A | #N/A | 0 | 0.66667 | 0.66667 | 0.65556 | 0.64444 | 0.63333 | 0.62222 | 0.61111 | 0.6 | 0.58889 | 0.57778 | 0.56667 | 0.55556 | 0.54444 | 0.53333 | 0.52222 | 0.51111 | 0.5 | 0.48889 | 0.47778 | 0.46667 | 0.45556 | 0.44444 | 0.43333 | 0.42222 | 0.41111 | 0.4 | 0.38889 | 0.37778 | 0.36667 | 0.35556 | 0.34444 | 0 | 0.66667 | 0 | 0 | Slope | NaN | 0 | 0 |  | 1 | 0 | 0 | 1 | 0 | 0 | Slope | 2 | NaN | 0 | 0 | 0 | 0 | 0 | 0
148 | 0:24 | [8 empty] | 0 | 0 | 0 | 0 | [13 empty] | #DIV/0! | #DIV/0! | #DIV/0! | #DIV/0! | #DIV/0! | #DIV/0! | #DIV/0! | #DIV/0! | #DIV/0! | #DIV/0! | #DIV/0! | #DIV/0! | #DIV/0! | #DIV/0! | #DIV/0! | #DIV/0! | #DIV/0! | #DIV/0! | #DIV/0! | #DIV/0! | #DIV/0! | #DIV/0! | #DIV/0! | #DIV/0! | #DIV/0! | #DIV/0! | #DIV/0! | #DIV/0! | #DIV/0! | #DIV/0! | #DIV/0! | 0 | 0 | 0 | 0 | 0 | 0 | 0 | 0.05 | 0 | 0 | 0 | 0 | 0 | 0 | 0 | 0 | 0 | 0 | 0 | 0 | 0 | 0 | 0 | 0 | 0 | 0 | 0 | 0 | 0 | 0 | 0 | 0 | 0 | 0 | 0 | 0 | 0 | 0 | 0 | Slope | Slope | Slope | Slope | Slope | Slope | Slope | Slope | Slope | Slope | Slope | Slope | Slope | Slope | Slope | Slope | Slope | Slope | Slope | Slope | Slope | Slope | Slope | Slope | Slope | Slope | Slope | Slope | Slope | Slope | Slope |  | 1 | 1 | 1 | 1 | 1 | 1 | 1 | 1 | 1 | 1 | 1 | 1 | 1 | 1 | 1 | 1 | 1 | 1 | 1 | 1 | 1 | 1 | 1 | 1 | 1 | 1 | 1 | 1 | 1 | 1 | 1 | 0 | #N/A | #N/A | 0 | 0.66667 | 0.66667 | 0.65556 | 0.64444 | 0.63333 | 0.62222 | 0.61111 | 0.6 | 0.58889 | 0.57778 | 0.56667 | 0.55556 | 0.54444 | 0.53333 | 0.52222 | 0.51111 | 0.5 | 0.48889 | 0.47778 | 0.46667 | 0.45556 | 0.44444 | 0.43333 | 0.42222 | 0.41111 | 0.4 | 0.38889 | 0.37778 | 0.36667 | 0.35556 | 0.34444 | 0 | 0.66667 | 0 | 0 | Slope | NaN | 0 | 0 |  | 1 | 0 | 0 | 1 | 0 | 0 | Slope | 2 | NaN | 0 | 0 | 0 | 0 | 0 | 0
149 | 0:25 | [8 empty] | 0 | 0 | 0 | 0 | [13 empty] | #DIV/0! | #DIV/0! | #DIV/0! | #DIV/0! | #DIV/0! | #DIV/0! | #DIV/0! | #DIV/0! | #DIV/0! | #DIV/0! | #DIV/0! | #DIV/0! | #DIV/0! | #DIV/0! | #DIV/0! | #DIV/0! | #DIV/0! | #DIV/0! | #DIV/0! | #DIV/0! | #DIV/0! | #DIV/0! | #DIV/0! | #DIV/0! | #DIV/0! | #DIV/0! | #DIV/0! | #DIV/0! | #DIV/0! | #DIV/0! | #DIV/0! | 0 | 0 | 0 | 0 | 0 | 0 | 0 | 0.05 | 0 | 0 | 0 | 0 | 0 | 0 | 0 | 0 | 0 | 0 | 0 | 0 | 0 | 0 | 0 | 0 | 0 | 0 | 0 | 0 | 0 | 0 | 0 | 0 | 0 | 0 | 0 | 0 | 0 | 0 | 0 | Slope | Slope | Slope | Slope | Slope | Slope | Slope | Slope | Slope | Slope | Slope | Slope | Slope | Slope | Slope | Slope | Slope | Slope | Slope | Slope | Slope | Slope | Slope | Slope | Slope | Slope | Slope | Slope | Slope | Slope | Slope |  | 1 | 1 | 1 | 1 | 1 | 1 | 1 | 1 | 1 | 1 | 1 | 1 | 1 | 1 | 1 | 1 | 1 | 1 | 1 | 1 | 1 | 1 | 1 | 1 | 1 | 1 | 1 | 1 | 1 | 1 | 1 | 0 | #N/A | #N/A | 0 | 0.66667 | 0.66667 | 0.65556 | 0.64444 | 0.63333 | 0.62222 | 0.61111 | 0.6 | 0.58889 | 0.57778 | 0.56667 | 0.55556 | 0.54444 | 0.53333 | 0.52222 | 0.51111 | 0.5 | 0.48889 | 0.47778 | 0.46667 | 0.45556 | 0.44444 | 0.43333 | 0.42222 | 0.41111 | 0.4 | 0.38889 | 0.37778 | 0.36667 | 0.35556 | 0.34444 | 0 | 0.66667 | 0 | 0 | Slope | NaN | 0 | 0 |  | 1 | 0 | 0 | 1 | 0 | 0 | Slope | 2 | NaN | 0 | 0 | 0 | 0 | 0 | 0
150 | 0:25 | [8 empty] | 0 | 0 | 0 | 0 | [13 empty] | #DIV/0! | #DIV/0! | #DIV/0! | #DIV/0! | #DIV/0! | #DIV/0! | #DIV/0! | #DIV/0! | #DIV/0! | #DIV/0! | #DIV/0! | #DIV/0! | #DIV/0! | #DIV/0! | #DIV/0! | #DIV/0! | #DIV/0! | #DIV/0! | #DIV/0! | #DIV/0! | #DIV/0! | #DIV/0! | #DIV/0! | #DIV/0! | #DIV/0! | #DIV/0! | #DIV/0! | #DIV/0! | #DIV/0! | #DIV/0! | #DIV/0! | 0 | 0 | 0 | 0 | 0 | 0 | 0 | 0.05 | 0 | 0 | 0 | 0 | 0 | 0 | 0 | 0 | 0 | 0 | 0 | 0 | 0 | 0 | 0 | 0 | 0 | 0 | 0 | 0 | 0 | 0 | 0 | 0 | 0 | 0 | 0 | 0 | 0 | 0 | 0 | Slope | Slope | Slope | Slope | Slope | Slope | Slope | Slope | Slope | Slope | Slope | Slope | Slope | Slope | Slope | Slope | Slope | Slope | Slope | Slope | Slope | Slope | Slope | Slope | Slope | Slope | Slope | Slope | Slope | Slope | Slope |  | 1 | 1 | 1 | 1 | 1 | 1 | 1 | 1 | 1 | 1 | 1 | 1 | 1 | 1 | 1 | 1 | 1 | 1 | 1 | 1 | 1 | 1 | 1 | 1 | 1 | 1 | 1 | 1 | 1 | 1 | 1 | 0 | #N/A | #N/A | 0 | 0.66667 | 0.66667 | 0.65556 | 0.64444 | 0.63333 | 0.62222 | 0.61111 | 0.6 | 0.58889 | 0.57778 | 0.56667 | 0.55556 | 0.54444 | 0.53333 | 0.52222 | 0.51111 | 0.5 | 0.48889 | 0.47778 | 0.46667 | 0.45556 | 0.44444 | 0.43333 | 0.42222 | 0.41111 | 0.4 | 0.38889 | 0.37778 | 0.36667 | 0.35556 | 0.34444 | 0 | 0.66667 | 0 | 0 | Slope | NaN | 0 | 0 |  | 1 | 0 | 0 | 1 | 0 | 0 | Slope | 2 | NaN | 0 | 0 | 0 | 0 | 0 | 0
151 | 0:25 | [8 empty] | 0 | 0 | 0 | 0 | [13 empty] | #DIV/0! | #DIV/0! | #DIV/0! | #DIV/0! | #DIV/0! | #DIV/0! | #DIV/0! | #DIV/0! | #DIV/0! | #DIV/0! | #DIV/0! | #DIV/0! | #DIV/0! | #DIV/0! | #DIV/0! | #DIV/0! | #DIV/0! | #DIV/0! | #DIV/0! | #DIV/0! | #DIV/0! | #DIV/0! | #DIV/0! | #DIV/0! | #DIV/0! | #DIV/0! | #DIV/0! | #DIV/0! | #DIV/0! | #DIV/0! | #DIV/0! | 0 | 0 | 0 | 0 | 0 | 0 | 0 | 0.05 | 0 | 0 | 0 | 0 | 0 | 0 | 0 | 0 | 0 | 0 | 0 | 0 | 0 | 0 | 0 | 0 | 0 | 0 | 0 | 0 | 0 | 0 | 0 | 0 | 0 | 0 | 0 | 0 | 0 | 0 | 0 | Slope | Slope | Slope | Slope | Slope | Slope | Slope | Slope | Slope | Slope | Slope | Slope | Slope | Slope | Slope | Slope | Slope | Slope | Slope | Slope | Slope | Slope | Slope | Slope | Slope | Slope | Slope | Slope | Slope | Slope | Slope |  | 1 | 1 | 1 | 1 | 1 | 1 | 1 | 1 | 1 | 1 | 1 | 1 | 1 | 1 | 1 | 1 | 1 | 1 | 1 | 1 | 1 | 1 | 1 | 1 | 1 | 1 | 1 | 1 | 1 | 1 | 1 | 0 | #N/A | #N/A | 0 | 0.66667 | 0.66667 | 0.65556 | 0.64444 | 0.63333 | 0.62222 | 0.61111 | 0.6 | 0.58889 | 0.57778 | 0.56667 | 0.55556 | 0.54444 | 0.53333 | 0.52222 | 0.51111 | 0.5 | 0.48889 | 0.47778 | 0.46667 | 0.45556 | 0.44444 | 0.43333 | 0.42222 | 0.41111 | 0.4 | 0.38889 | 0.37778 | 0.36667 | 0.35556 | 0.34444 | 0 | 0.66667 | 0 | 0 | Slope | NaN | 0 | 0 |  | 1 | 0 | 0 | 1 | 0 | 0 | Slope | 2 | NaN | 0 | 0 | 0 | 0 | 0 | 0
152 | 0:25 | [8 empty] | 0 | 0 | 0 | 0 | [13 empty] | #DIV/0! | #DIV/0! | #DIV/0! | #DIV/0! | #DIV/0! | #DIV/0! | #DIV/0! | #DIV/0! | #DIV/0! | #DIV/0! | #DIV/0! | #DIV/0! | #DIV/0! | #DIV/0! | #DIV/0! | #DIV/0! | #DIV/0! | #DIV/0! | #DIV/0! | #DIV/0! | #DIV/0! | #DIV/0! | #DIV/0! | #DIV/0! | #DIV/0! | #DIV/0! | #DIV/0! | #DIV/0! | #DIV/0! | #DIV/0! | #DIV/0! | 0 | 0 | 0 | 0 | 0 | 0 | 0 | 0.05 | 0 | 0 | 0 | 0 | 0 | 0 | 0 | 0 | 0 | 0 | 0 | 0 | 0 | 0 | 0 | 0 | 0 | 0 | 0 | 0 | 0 | 0 | 0 | 0 | 0 | 0 | 0 | 0 | 0 | 0 | 0 | Slope | Slope | Slope | Slope | Slope | Slope | Slope | Slope | Slope | Slope | Slope | Slope | Slope | Slope | Slope | Slope | Slope | Slope | Slope | Slope | Slope | Slope | Slope | Slope | Slope | Slope | Slope | Slope | Slope | Slope | Slope |  | 1 | 1 | 1 | 1 | 1 | 1 | 1 | 1 | 1 | 1 | 1 | 1 | 1 | 1 | 1 | 1 | 1 | 1 | 1 | 1 | 1 | 1 | 1 | 1 | 1 | 1 | 1 | 1 | 1 | 1 | 1 | 0 | #N/A | #N/A | 0 | 0.66667 | 0.66667 | 0.65556 | 0.64444 | 0.63333 | 0.62222 | 0.61111 | 0.6 | 0.58889 | 0.57778 | 0.56667 | 0.55556 | 0.54444 | 0.53333 | 0.52222 | 0.51111 | 0.5 | 0.48889 | 0.47778 | 0.46667 | 0.45556 | 0.44444 | 0.43333 | 0.42222 | 0.41111 | 0.4 | 0.38889 | 0.37778 | 0.36667 | 0.35556 | 0.34444 | 0 | 0.66667 | 0 | 0 | Slope | NaN | 0 | 0 |  | 1 | 0 | 0 | 1 | 0 | 0 | Slope | 2 | NaN | 0 | 0 | 0 | 0 | 0 | 0
153 | 0:25 | [8 empty] | 0 | 0 | 0 | 0 | [13 empty] | #DIV/0! | #DIV/0! | #DIV/0! | #DIV/0! | #DIV/0! | #DIV/0! | #DIV/0! | #DIV/0! | #DIV/0! | #DIV/0! | #DIV/0! | #DIV/0! | #DIV/0! | #DIV/0! | #DIV/0! | #DIV/0! | #DIV/0! | #DIV/0! | #DIV/0! | #DIV/0! | #DIV/0! | #DIV/0! | #DIV/0! | #DIV/0! | #DIV/0! | #DIV/0! | #DIV/0! | #DIV/0! | #DIV/0! | #DIV/0! | #DIV/0! | 0 | 0 | 0 | 0 | 0 | 0 | 0 | 0.05 | 0 | 0 | 0 | 0 | 0 | 0 | 0 | 0 | 0 | 0 | 0 | 0 | 0 | 0 | 0 | 0 | 0 | 0 | 0 | 0 | 0 | 0 | 0 | 0 | 0 | 0 | 0 | 0 | 0 | 0 | 0 | Slope | Slope | Slope | Slope | Slope | Slope | Slope | Slope | Slope | Slope | Slope | Slope | Slope | Slope | Slope | Slope | Slope | Slope | Slope | Slope | Slope | Slope | Slope | Slope | Slope | Slope | Slope | Slope | Slope | Slope | Slope |  | 1 | 1 | 1 | 1 | 1 | 1 | 1 | 1 | 1 | 1 | 1 | 1 | 1 | 1 | 1 | 1 | 1 | 1 | 1 | 1 | 1 | 1 | 1 | 1 | 1 | 1 | 1 | 1 | 1 | 1 | 1 | 0 | #N/A | #N/A | 0 | 0.66667 | 0.66667 | 0.65556 | 0.64444 | 0.63333 | 0.62222 | 0.61111 | 0.6 | 0.58889 | 0.57778 | 0.56667 | 0.55556 | 0.54444 | 0.53333 | 0.52222 | 0.51111 | 0.5 | 0.48889 | 0.47778 | 0.46667 | 0.45556 | 0.44444 | 0.43333 | 0.42222 | 0.41111 | 0.4 | 0.38889 | 0.37778 | 0.36667 | 0.35556 | 0.34444 | 0 | 0.66667 | 0 | 0 | Slope | NaN | 0 | 0 |  | 1 | 0 | 0 | 1 | 0 | 0 | Slope | 2 | NaN | 0 | 0 | 0 | 0 | 0 | 0
154 | 0:25 | [8 empty] | 0 | 0 | 0 | 0 | [13 empty] | #DIV/0! | #DIV/0! | #DIV/0! | #DIV/0! | #DIV/0! | #DIV/0! | #DIV/0! | #DIV/0! | #DIV/0! | #DIV/0! | #DIV/0! | #DIV/0! | #DIV/0! | #DIV/0! | #DIV/0! | #DIV/0! | #DIV/0! | #DIV/0! | #DIV/0! | #DIV/0! | #DIV/0! | #DIV/0! | #DIV/0! | #DIV/0! | #DIV/0! | #DIV/0! | #DIV/0! | #DIV/0! | #DIV/0! | #DIV/0! | #DIV/0! | 0 | 0 | 0 | 0 | 0 | 0 | 0 | 0.05 | 0 | 0 | 0 | 0 | 0 | 0 | 0 | 0 | 0 | 0 | 0 | 0 | 0 | 0 | 0 | 0 | 0 | 0 | 0 | 0 | 0 | 0 | 0 | 0 | 0 | 0 | 0 | 0 | 0 | 0 | 0 | Slope | Slope | Slope | Slope | Slope | Slope | Slope | Slope | Slope | Slope | Slope | Slope | Slope | Slope | Slope | Slope | Slope | Slope | Slope | Slope | Slope | Slope | Slope | Slope | Slope | Slope | Slope | Slope | Slope | Slope | Slope |  | 1 | 1 | 1 | 1 | 1 | 1 | 1 | 1 | 1 | 1 | 1 | 1 | 1 | 1 | 1 | 1 | 1 | 1 | 1 | 1 | 1 | 1 | 1 | 1 | 1 | 1 | 1 | 1 | 1 | 1 | 1 | 0 | #N/A | #N/A | 0 | 0.66667 | 0.66667 | 0.65556 | 0.64444 | 0.63333 | 0.62222 | 0.61111 | 0.6 | 0.58889 | 0.57778 | 0.56667 | 0.55556 | 0.54444 | 0.53333 | 0.52222 | 0.51111 | 0.5 | 0.48889 | 0.47778 | 0.46667 | 0.45556 | 0.44444 | 0.43333 | 0.42222 | 0.41111 | 0.4 | 0.38889 | 0.37778 | 0.36667 | 0.35556 | 0.34444 | 0 | 0.66667 | 0 | 0 | Slope | NaN | 0 | 0 |  | 1 | 0 | 0 | 1 | 0 | 0 | Slope | 2 | NaN | 0 | 0 | 0 | 0 | 0 | 0
155 | 0:26 | [8 empty] | 0 | 0 | 0 | 0 | [13 empty] | #DIV/0! | #DIV/0! | #DIV/0! | #DIV/0! | #DIV/0! | #DIV/0! | #DIV/0! | #DIV/0! | #DIV/0! | #DIV/0! | #DIV/0! | #DIV/0! | #DIV/0! | #DIV/0! | #DIV/0! | #DIV/0! | #DIV/0! | #DIV/0! | #DIV/0! | #DIV/0! | #DIV/0! | #DIV/0! | #DIV/0! | #DIV/0! | #DIV/0! | #DIV/0! | #DIV/0! | #DIV/0! | #DIV/0! | #DIV/0! | #DIV/0! | 0 | 0 | 0 | 0 | 0 | 0 | 0 | 0.05 | 0 | 0 | 0 | 0 | 0 | 0 | 0 | 0 | 0 | 0 | 0 | 0 | 0 | 0 | 0 | 0 | 0 | 0 | 0 | 0 | 0 | 0 | 0 | 0 | 0 | 0 | 0 | 0 | 0 | 0 | 0 | Slope | Slope | Slope | Slope | Slope | Slope | Slope | Slope | Slope | Slope | Slope | Slope | Slope | Slope | Slope | Slope | Slope | Slope | Slope | Slope | Slope | Slope | Slope | Slope | Slope | Slope | Slope | Slope | Slope | Slope | Slope |  | 1 | 1 | 1 | 1 | 1 | 1 | 1 | 1 | 1 | 1 | 1 | 1 | 1 | 1 | 1 | 1 | 1 | 1 | 1 | 1 | 1 | 1 | 1 | 1 | 1 | 1 | 1 | 1 | 1 | 1 | 1 | 0 | #N/A | #N/A | 0 | 0.66667 | 0.66667 | 0.65556 | 0.64444 | 0.63333 | 0.62222 | 0.61111 | 0.6 | 0.58889 | 0.57778 | 0.56667 | 0.55556 | 0.54444 | 0.53333 | 0.52222 | 0.51111 | 0.5 | 0.48889 | 0.47778 | 0.46667 | 0.45556 | 0.44444 | 0.43333 | 0.42222 | 0.41111 | 0.4 | 0.38889 | 0.37778 | 0.36667 | 0.35556 | 0.34444 | 0 | 0.66667 | 0 | 0 | Slope | NaN | 0 | 0 |  | 1 | 0 | 0 | 1 | 0 | 0 | Slope | 2 | NaN | 0 | 0 | 0 | 0 | 0 | 0
156 | 0:26 | [8 empty] | 0 | 0 | 0 | 0 | [13 empty] | #DIV/0! | #DIV/0! | #DIV/0! | #DIV/0! | #DIV/0! | #DIV/0! | #DIV/0! | #DIV/0! | #DIV/0! | #DIV/0! | #DIV/0! | #DIV/0! | #DIV/0! | #DIV/0! | #DIV/0! | #DIV/0! | #DIV/0! | #DIV/0! | #DIV/0! | #DIV/0! | #DIV/0! | #DIV/0! | #DIV/0! | #DIV/0! | #DIV/0! | #DIV/0! | #DIV/0! | #DIV/0! | #DIV/0! | #DIV/0! | #DIV/0! | 0 | 0 | 0 | 0 | 0 | 0 | 0 | 0.05 | 0 | 0 | 0 | 0 | 0 | 0 | 0 | 0 | 0 | 0 | 0 | 0 | 0 | 0 | 0 | 0 | 0 | 0 | 0 | 0 | 0 | 0 | 0 | 0 | 0 | 0 | 0 | 0 | 0 | 0 | 0 | Slope | Slope | Slope | Slope | Slope | Slope | Slope | Slope | Slope | Slope | Slope | Slope | Slope | Slope | Slope | Slope | Slope | Slope | Slope | Slope | Slope | Slope | Slope | Slope | Slope | Slope | Slope | Slope | Slope | Slope | Slope |  | 1 | 1 | 1 | 1 | 1 | 1 | 1 | 1 | 1 | 1 | 1 | 1 | 1 | 1 | 1 | 1 | 1 | 1 | 1 | 1 | 1 | 1 | 1 | 1 | 1 | 1 | 1 | 1 | 1 | 1 | 1 | 0 | #N/A | #N/A | 0 | 0.66667 | 0.66667 | 0.65556 | 0.64444 | 0.63333 | 0.62222 | 0.61111 | 0.6 | 0.58889 | 0.57778 | 0.56667 | 0.55556 | 0.54444 | 0.53333 | 0.52222 | 0.51111 | 0.5 | 0.48889 | 0.47778 | 0.46667 | 0.45556 | 0.44444 | 0.43333 | 0.42222 | 0.41111 | 0.4 | 0.38889 | 0.37778 | 0.36667 | 0.35556 | 0.34444 | 0 | 0.66667 | 0 | 0 | Slope | NaN | 0 | 0 |  | 1 | 0 | 0 | 1 | 0 | 0 | Slope | 2 | NaN | 0 | 0 | 0 | 0 | 0 | 0
157 | 0:26 | [8 empty] | 0 | 0 | 0 | 0 | [13 empty] | #DIV/0! | #DIV/0! | #DIV/0! | #DIV/0! | #DIV/0! | #DIV/0! | #DIV/0! | #DIV/0! | #DIV/0! | #DIV/0! | #DIV/0! | #DIV/0! | #DIV/0! | #DIV/0! | #DIV/0! | #DIV/0! | #DIV/0! | #DIV/0! | #DIV/0! | #DIV/0! | #DIV/0! | #DIV/0! | #DIV/0! | #DIV/0! | #DIV/0! | #DIV/0! | #DIV/0! | #DIV/0! | #DIV/0! | #DIV/0! | #DIV/0! | 0 | 0 | 0 | 0 | 0 | 0 | 0 | 0.05 | 0 | 0 | 0 | 0 | 0 | 0 | 0 | 0 | 0 | 0 | 0 | 0 | 0 | 0 | 0 | 0 | 0 | 0 | 0 | 0 | 0 | 0 | 0 | 0 | 0 | 0 | 0 | 0 | 0 | 0 | 0 | Slope | Slope | Slope | Slope | Slope | Slope | Slope | Slope | Slope | Slope | Slope | Slope | Slope | Slope | Slope | Slope | Slope | Slope | Slope | Slope | Slope | Slope | Slope | Slope | Slope | Slope | Slope | Slope | Slope | Slope | Slope |  | 1 | 1 | 1 | 1 | 1 | 1 | 1 | 1 | 1 | 1 | 1 | 1 | 1 | 1 | 1 | 1 | 1 | 1 | 1 | 1 | 1 | 1 | 1 | 1 | 1 | 1 | 1 | 1 | 1 | 1 | 1 | 0 | #N/A | #N/A | 0 | 0.66667 | 0.66667 | 0.65556 | 0.64444 | 0.63333 | 0.62222 | 0.61111 | 0.6 | 0.58889 | 0.57778 | 0.56667 | 0.55556 | 0.54444 | 0.53333 | 0.52222 | 0.51111 | 0.5 | 0.48889 | 0.47778 | 0.46667 | 0.45556 | 0.44444 | 0.43333 | 0.42222 | 0.41111 | 0.4 | 0.38889 | 0.37778 | 0.36667 | 0.35556 | 0.34444 | 0 | 0.66667 | 0 | 0 | Slope | NaN | 0 | 0 |  | 1 | 0 | 0 | 1 | 0 | 0 | Slope | 2 | NaN | 0 | 0 | 0 | 0 | 0 | 0
158 | 0:26 | [8 empty] | 0 | 0 | 0 | 0 | [13 empty] | #DIV/0! | #DIV/0! | #DIV/0! | #DIV/0! | #DIV/0! | #DIV/0! | #DIV/0! | #DIV/0! | #DIV/0! | #DIV/0! | #DIV/0! | #DIV/0! | #DIV/0! | #DIV/0! | #DIV/0! | #DIV/0! | #DIV/0! | #DIV/0! | #DIV/0! | #DIV/0! | #DIV/0! | #DIV/0! | #DIV/0! | #DIV/0! | #DIV/0! | #DIV/0! | #DIV/0! | #DIV/0! | #DIV/0! | #DIV/0! | #DIV/0! | 0 | 0 | 0 | 0 | 0 | 0 | 0 | 0.05 | 0 | 0 | 0 | 0 | 0 | 0 | 0 | 0 | 0 | 0 | 0 | 0 | 0 | 0 | 0 | 0 | 0 | 0 | 0 | 0 | 0 | 0 | 0 | 0 | 0 | 0 | 0 | 0 | 0 | 0 | 0 | Slope | Slope | Slope | Slope | Slope | Slope | Slope | Slope | Slope | Slope | Slope | Slope | Slope | Slope | Slope | Slope | Slope | Slope | Slope | Slope | Slope | Slope | Slope | Slope | Slope | Slope | Slope | Slope | Slope | Slope | Slope |  | 1 | 1 | 1 | 1 | 1 | 1 | 1 | 1 | 1 | 1 | 1 | 1 | 1 | 1 | 1 | 1 | 1 | 1 | 1 | 1 | 1 | 1 | 1 | 1 | 1 | 1 | 1 | 1 | 1 | 1 | 1 | 0 | #N/A | #N/A | 0 | 0.66667 | 0.66667 | 0.65556 | 0.64444 | 0.63333 | 0.62222 | 0.61111 | 0.6 | 0.58889 | 0.57778 | 0.56667 | 0.55556 | 0.54444 | 0.53333 | 0.52222 | 0.51111 | 0.5 | 0.48889 | 0.47778 | 0.46667 | 0.45556 | 0.44444 | 0.43333 | 0.42222 | 0.41111 | 0.4 | 0.38889 | 0.37778 | 0.36667 | 0.35556 | 0.34444 | 0 | 0.66667 | 0 | 0 | Slope | NaN | 0 | 0 |  | 1 | 0 | 0 | 1 | 0 | 0 | Slope | 2 | NaN | 0 | 0 | 0 | 0 | 0 | 0
159 | 0:26 | [8 empty] | 0 | 0 | 0 | 0 | [13 empty] | #DIV/0! | #DIV/0! | #DIV/0! | #DIV/0! | #DIV/0! | #DIV/0! | #DIV/0! | #DIV/0! | #DIV/0! | #DIV/0! | #DIV/0! | #DIV/0! | #DIV/0! | #DIV/0! | #DIV/0! | #DIV/0! | #DIV/0! | #DIV/0! | #DIV/0! | #DIV/0! | #DIV/0! | #DIV/0! | #DIV/0! | #DIV/0! | #DIV/0! | #DIV/0! | #DIV/0! | #DIV/0! | #DIV/0! | #DIV/0! | #DIV/0! | 0 | 0 | 0 | 0 | 0 | 0 | 0 | 0.05 | 0 | 0 | 0 | 0 | 0 | 0 | 0 | 0 | 0 | 0 | 0 | 0 | 0 | 0 | 0 | 0 | 0 | 0 | 0 | 0 | 0 | 0 | 0 | 0 | 0 | 0 | 0 | 0 | 0 | 0 | 0 | Slope | Slope | Slope | Slope | Slope | Slope | Slope | Slope | Slope | Slope | Slope | Slope | Slope | Slope | Slope | Slope | Slope | Slope | Slope | Slope | Slope | Slope | Slope | Slope | Slope | Slope | Slope | Slope | Slope | Slope | Slope |  | 1 | 1 | 1 | 1 | 1 | 1 | 1 | 1 | 1 | 1 | 1 | 1 | 1 | 1 | 1 | 1 | 1 | 1 | 1 | 1 | 1 | 1 | 1 | 1 | 1 | 1 | 1 | 1 | 1 | 1 | 1 | 0 | #N/A | #N/A | 0 | 0.66667 | 0.66667 | 0.65556 | 0.64444 | 0.63333 | 0.62222 | 0.61111 | 0.6 | 0.58889 | 0.57778 | 0.56667 | 0.55556 | 0.54444 | 0.53333 | 0.52222 | 0.51111 | 0.5 | 0.48889 | 0.47778 | 0.46667 | 0.45556 | 0.44444 | 0.43333 | 0.42222 | 0.41111 | 0.4 | 0.38889 | 0.37778 | 0.36667 | 0.35556 | 0.34444 | 0 | 0.66667 | 0 | 0 | Slope | NaN | 0 | 0 |  | 1 | 0 | 0 | 1 | 0 | 0 | Slope | 2 | NaN | 0 | 0 | 0 | 0 | 0 | 0
160 | 0:26 | [8 empty] | 0 | 0 | 0 | 0 | [13 empty] | #DIV/0! | #DIV/0! | #DIV/0! | #DIV/0! | #DIV/0! | #DIV/0! | #DIV/0! | #DIV/0! | #DIV/0! | #DIV/0! | #DIV/0! | #DIV/0! | #DIV/0! | #DIV/0! | #DIV/0! | #DIV/0! | #DIV/0! | #DIV/0! | #DIV/0! | #DIV/0! | #DIV/0! | #DIV/0! | #DIV/0! | #DIV/0! | #DIV/0! | #DIV/0! | #DIV/0! | #DIV/0! | #DIV/0! | #DIV/0! | #DIV/0! | 0 | 0 | 0 | 0 | 0 | 0 | 0 | 0.05 | 0 | 0 | 0 | 0 | 0 | 0 | 0 | 0 | 0 | 0 | 0 | 0 | 0 | 0 | 0 | 0 | 0 | 0 | 0 | 0 | 0 | 0 | 0 | 0 | 0 | 0 | 0 | 0 | 0 | 0 | 0 | Slope | Slope | Slope | Slope | Slope | Slope | Slope | Slope | Slope | Slope | Slope | Slope | Slope | Slope | Slope | Slope | Slope | Slope | Slope | Slope | Slope | Slope | Slope | Slope | Slope | Slope | Slope | Slope | Slope | Slope | Slope |  | 1 | 1 | 1 | 1 | 1 | 1 | 1 | 1 | 1 | 1 | 1 | 1 | 1 | 1 | 1 | 1 | 1 | 1 | 1 | 1 | 1 | 1 | 1 | 1 | 1 | 1 | 1 | 1 | 1 | 1 | 1 | 0 | #N/A | #N/A | 0 | 0.66667 | 0.66667 | 0.65556 | 0.64444 | 0.63333 | 0.62222 | 0.61111 | 0.6 | 0.58889 | 0.57778 | 0.56667 | 0.55556 | 0.54444 | 0.53333 | 0.52222 | 0.51111 | 0.5 | 0.48889 | 0.47778 | 0.46667 | 0.45556 | 0.44444 | 0.43333 | 0.42222 | 0.41111 | 0.4 | 0.38889 | 0.37778 | 0.36667 | 0.35556 | 0.34444 | 0 | 0.66667 | 0 | 0 | Slope | NaN | 0 | 0 |  | 1 | 0 | 0 | 1 | 0 | 0 | Slope | 2 | NaN | 0 | 0 | 0 | 0 | 0 | 0
161 | 0:27 | [8 empty] | 0 | 0 | 0 | 0 | [13 empty] | #DIV/0! | #DIV/0! | #DIV/0! | #DIV/0! | #DIV/0! | #DIV/0! | #DIV/0! | #DIV/0! | #DIV/0! | #DIV/0! | #DIV/0! | #DIV/0! | #DIV/0! | #DIV/0! | #DIV/0! | #DIV/0! | #DIV/0! | #DIV/0! | #DIV/0! | #DIV/0! | #DIV/0! | #DIV/0! | #DIV/0! | #DIV/0! | #DIV/0! | #DIV/0! | #DIV/0! | #DIV/0! | #DIV/0! | #DIV/0! | #DIV/0! | 0 | 0 | 0 | 0 | 0 | 0 | 0 | 0.05 | 0 | 0 | 0 | 0 | 0 | 0 | 0 | 0 | 0 | 0 | 0 | 0 | 0 | 0 | 0 | 0 | 0 | 0 | 0 | 0 | 0 | 0 | 0 | 0 | 0 | 0 | 0 | 0 | 0 | 0 | 0 | Slope | Slope | Slope | Slope | Slope | Slope | Slope | Slope | Slope | Slope | Slope | Slope | Slope | Slope | Slope | Slope | Slope | Slope | Slope | Slope | Slope | Slope | Slope | Slope | Slope | Slope | Slope | Slope | Slope | Slope | Slope |  | 1 | 1 | 1 | 1 | 1 | 1 | 1 | 1 | 1 | 1 | 1 | 1 | 1 | 1 | 1 | 1 | 1 | 1 | 1 | 1 | 1 | 1 | 1 | 1 | 1 | 1 | 1 | 1 | 1 | 1 | 1 | 0 | #N/A | #N/A | 0 | 0.66667 | 0.66667 | 0.65556 | 0.64444 | 0.63333 | 0.62222 | 0.61111 | 0.6 | 0.58889 | 0.57778 | 0.56667 | 0.55556 | 0.54444 | 0.53333 | 0.52222 | 0.51111 | 0.5 | 0.48889 | 0.47778 | 0.46667 | 0.45556 | 0.44444 | 0.43333 | 0.42222 | 0.41111 | 0.4 | 0.38889 | 0.37778 | 0.36667 | 0.35556 | 0.34444 | 0 | 0.66667 | 0 | 0 | Slope | NaN | 0 | 0 |  | 1 | 0 | 0 | 1 | 0 | 0 | Slope | 2 | NaN | 0 | 0 | 0 | 0 | 0 | 0
162 | 0:27 | [8 empty] | 0 | 0 | 0 | 0 | [13 empty] | #DIV/0! | #DIV/0! | #DIV/0! | #DIV/0! | #DIV/0! | #DIV/0! | #DIV/0! | #DIV/0! | #DIV/0! | #DIV/0! | #DIV/0! | #DIV/0! | #DIV/0! | #DIV/0! | #DIV/0! | #DIV/0! | #DIV/0! | #DIV/0! | #DIV/0! | #DIV/0! | #DIV/0! | #DIV/0! | #DIV/0! | #DIV/0! | #DIV/0! | #DIV/0! | #DIV/0! | #DIV/0! | #DIV/0! | #DIV/0! | #DIV/0! | 0 | 0 | 0 | 0 | 0 | 0 | 0 | 0.05 | 0 | 0 | 0 | 0 | 0 | 0 | 0 | 0 | 0 | 0 | 0 | 0 | 0 | 0 | 0 | 0 | 0 | 0 | 0 | 0 | 0 | 0 | 0 | 0 | 0 | 0 | 0 | 0 | 0 | 0 | 0 | Slope | Slope | Slope | Slope | Slope | Slope | Slope | Slope | Slope | Slope | Slope | Slope | Slope | Slope | Slope | Slope | Slope | Slope | Slope | Slope | Slope | Slope | Slope | Slope | Slope | Slope | Slope | Slope | Slope | Slope | Slope |  | 1 | 1 | 1 | 1 | 1 | 1 | 1 | 1 | 1 | 1 | 1 | 1 | 1 | 1 | 1 | 1 | 1 | 1 | 1 | 1 | 1 | 1 | 1 | 1 | 1 | 1 | 1 | 1 | 1 | 1 | 1 | 0 | #N/A | #N/A | 0 | 0.66667 | 0.66667 | 0.65556 | 0.64444 | 0.63333 | 0.62222 | 0.61111 | 0.6 | 0.58889 | 0.57778 | 0.56667 | 0.55556 | 0.54444 | 0.53333 | 0.52222 | 0.51111 | 0.5 | 0.48889 | 0.47778 | 0.46667 | 0.45556 | 0.44444 | 0.43333 | 0.42222 | 0.41111 | 0.4 | 0.38889 | 0.37778 | 0.36667 | 0.35556 | 0.34444 | 0 | 0.66667 | 0 | 0 | Slope | NaN | 0 | 0 |  | 1 | 0 | 0 | 1 | 0 | 0 | Slope | 2 | NaN | 0 | 0 | 0 | 0 | 0 | 0
163 | 0:27 | [8 empty] | 0 | 0 | 0 | 0 | [13 empty] | #DIV/0! | #DIV/0! | #DIV/0! | #DIV/0! | #DIV/0! | #DIV/0! | #DIV/0! | #DIV/0! | #DIV/0! | #DIV/0! | #DIV/0! | #DIV/0! | #DIV/0! | #DIV/0! | #DIV/0! | #DIV/0! | #DIV/0! | #DIV/0! | #DIV/0! | #DIV/0! | #DIV/0! | #DIV/0! | #DIV/0! | #DIV/0! | #DIV/0! | #DIV/0! | #DIV/0! | #DIV/0! | #DIV/0! | #DIV/0! | #DIV/0! | 0 | 0 | 0 | 0 | 0 | 0 | 0 | 0.05 | 0 | 0 | 0 | 0 | 0 | 0 | 0 | 0 | 0 | 0 | 0 | 0 | 0 | 0 | 0 | 0 | 0 | 0 | 0 | 0 | 0 | 0 | 0 | 0 | 0 | 0 | 0 | 0 | 0 | 0 | 0 | Slope | Slope | Slope | Slope | Slope | Slope | Slope | Slope | Slope | Slope | Slope | Slope | Slope | Slope | Slope | Slope | Slope | Slope | Slope | Slope | Slope | Slope | Slope | Slope | Slope | Slope | Slope | Slope | Slope | Slope | Slope |  | 1 | 1 | 1 | 1 | 1 | 1 | 1 | 1 | 1 | 1 | 1 | 1 | 1 | 1 | 1 | 1 | 1 | 1 | 1 | 1 | 1 | 1 | 1 | 1 | 1 | 1 | 1 | 1 | 1 | 1 | 1 | 0 | #N/A | #N/A | 0 | 0.66667 | 0.66667 | 0.65556 | 0.64444 | 0.63333 | 0.62222 | 0.61111 | 0.6 | 0.58889 | 0.57778 | 0.56667 | 0.55556 | 0.54444 | 0.53333 | 0.52222 | 0.51111 | 0.5 | 0.48889 | 0.47778 | 0.46667 | 0.45556 | 0.44444 | 0.43333 | 0.42222 | 0.41111 | 0.4 | 0.38889 | 0.37778 | 0.36667 | 0.35556 | 0.34444 | 0 | 0.66667 | 0 | 0 | Slope | NaN | 0 | 0 |  | 1 | 0 | 0 | 1 | 0 | 0 | Slope | 2 | NaN | 0 | 0 | 0 | 0 | 0 | 0
164 | 0:27 | [8 empty] | 0 | 0 | 0 | 0 | [13 empty] | #DIV/0! | #DIV/0! | #DIV/0! | #DIV/0! | #DIV/0! | #DIV/0! | #DIV/0! | #DIV/0! | #DIV/0! | #DIV/0! | #DIV/0! | #DIV/0! | #DIV/0! | #DIV/0! | #DIV/0! | #DIV/0! | #DIV/0! | #DIV/0! | #DIV/0! | #DIV/0! | #DIV/0! | #DIV/0! | #DIV/0! | #DIV/0! | #DIV/0! | #DIV/0! | #DIV/0! | #DIV/0! | #DIV/0! | #DIV/0! | #DIV/0! | 0 | 0 | 0 | 0 | 0 | 0 | 0 | 0.05 | 0 | 0 | 0 | 0 | 0 | 0 | 0 | 0 | 0 | 0 | 0 | 0 | 0 | 0 | 0 | 0 | 0 | 0 | 0 | 0 | 0 | 0 | 0 | 0 | 0 | 0 | 0 | 0 | 0 | 0 | 0 | Slope | Slope | Slope | Slope | Slope | Slope | Slope | Slope | Slope | Slope | Slope | Slope | Slope | Slope | Slope | Slope | Slope | Slope | Slope | Slope | Slope | Slope | Slope | Slope | Slope | Slope | Slope | Slope | Slope | Slope | Slope |  | 1 | 1 | 1 | 1 | 1 | 1 | 1 | 1 | 1 | 1 | 1 | 1 | 1 | 1 | 1 | 1 | 1 | 1 | 1 | 1 | 1 | 1 | 1 | 1 | 1 | 1 | 1 | 1 | 1 | 1 | 1 | 0 | #N/A | #N/A | 0 | 0.66667 | 0.66667 | 0.65556 | 0.64444 | 0.63333 | 0.62222 | 0.61111 | 0.6 | 0.58889 | 0.57778 | 0.56667 | 0.55556 | 0.54444 | 0.53333 | 0.52222 | 0.51111 | 0.5 | 0.48889 | 0.47778 | 0.46667 | 0.45556 | 0.44444 | 0.43333 | 0.42222 | 0.41111 | 0.4 | 0.38889 | 0.37778 | 0.36667 | 0.35556 | 0.34444 | 0 | 0.66667 | 0 | 0 | Slope | NaN | 0 | 0 |  | 1 | 0 | 0 | 1 | 0 | 0 | Slope | 2 | NaN | 0 | 0 | 0 | 0 | 0 | 0
165 | 0:27 | [8 empty] | 0 | 0 | 0 | 0 | [13 empty] | #DIV/0! | #DIV/0! | #DIV/0! | #DIV/0! | #DIV/0! | #DIV/0! | #DIV/0! | #DIV/0! | #DIV/0! | #DIV/0! | #DIV/0! | #DIV/0! | #DIV/0! | #DIV/0! | #DIV/0! | #DIV/0! | #DIV/0! | #DIV/0! | #DIV/0! | #DIV/0! | #DIV/0! | #DIV/0! | #DIV/0! | #DIV/0! | #DIV/0! | #DIV/0! | #DIV/0! | #DIV/0! | #DIV/0! | #DIV/0! | #DIV/0! | 0 | 0 | 0 | 0 | 0 | 0 | 0 | 0.05 | 0 | 0 | 0 | 0 | 0 | 0 | 0 | 0 | 0 | 0 | 0 | 0 | 0 | 0 | 0 | 0 | 0 | 0 | 0 | 0 | 0 | 0 | 0 | 0 | 0 | 0 | 0 | 0 | 0 | 0 | 0 | Slope | Slope | Slope | Slope | Slope | Slope | Slope | Slope | Slope | Slope | Slope | Slope | Slope | Slope | Slope | Slope | Slope | Slope | Slope | Slope | Slope | Slope | Slope | Slope | Slope | Slope | Slope | Slope | Slope | Slope | Slope |  | 1 | 1 | 1 | 1 | 1 | 1 | 1 | 1 | 1 | 1 | 1 | 1 | 1 | 1 | 1 | 1 | 1 | 1 | 1 | 1 | 1 | 1 | 1 | 1 | 1 | 1 | 1 | 1 | 1 | 1 | 1 | 0 | #N/A | #N/A | 0 | 0.66667 | 0.66667 | 0.65556 | 0.64444 | 0.63333 | 0.62222 | 0.61111 | 0.6 | 0.58889 | 0.57778 | 0.56667 | 0.55556 | 0.54444 | 0.53333 | 0.52222 | 0.51111 | 0.5 | 0.48889 | 0.47778 | 0.46667 | 0.45556 | 0.44444 | 0.43333 | 0.42222 | 0.41111 | 0.4 | 0.38889 | 0.37778 | 0.36667 | 0.35556 | 0.34444 | 0 | 0.66667 | 0 | 0 | Slope | NaN | 0 | 0 |  | 1 | 0 | 0 | 1 | 0 | 0 | Slope | 2 | NaN | 0 | 0 | 0 | 0 | 0 | 0
166 | 0:27 | [8 empty] | 0 | 0 | 0 | 0 | [13 empty] | #DIV/0! | #DIV/0! | #DIV/0! | #DIV/0! | #DIV/0! | #DIV/0! | #DIV/0! | #DIV/0! | #DIV/0! | #DIV/0! | #DIV/0! | #DIV/0! | #DIV/0! | #DIV/0! | #DIV/0! | #DIV/0! | #DIV/0! | #DIV/0! | #DIV/0! | #DIV/0! | #DIV/0! | #DIV/0! | #DIV/0! | #DIV/0! | #DIV/0! | #DIV/0! | #DIV/0! | #DIV/0! | #DIV/0! | #DIV/0! | #DIV/0! | 0 | 0 | 0 | 0 | 0 | 0 | 0 | 0.05 | 0 | 0 | 0 | 0 | 0 | 0 | 0 | 0 | 0 | 0 | 0 | 0 | 0 | 0 | 0 | 0 | 0 | 0 | 0 | 0 | 0 | 0 | 0 | 0 | 0 | 0 | 0 | 0 | 0 | 0 | 0 | Slope | Slope | Slope | Slope | Slope | Slope | Slope | Slope | Slope | Slope | Slope | Slope | Slope | Slope | Slope | Slope | Slope | Slope | Slope | Slope | Slope | Slope | Slope | Slope | Slope | Slope | Slope | Slope | Slope | Slope | Slope |  | 1 | 1 | 1 | 1 | 1 | 1 | 1 | 1 | 1 | 1 | 1 | 1 | 1 | 1 | 1 | 1 | 1 | 1 | 1 | 1 | 1 | 1 | 1 | 1 | 1 | 1 | 1 | 1 | 1 | 1 | 1 | 0 | #N/A | #N/A | 0 | 0.66667 | 0.66667 | 0.65556 | 0.64444 | 0.63333 | 0.62222 | 0.61111 | 0.6 | 0.58889 | 0.57778 | 0.56667 | 0.55556 | 0.54444 | 0.53333 | 0.52222 | 0.51111 | 0.5 | 0.48889 | 0.47778 | 0.46667 | 0.45556 | 0.44444 | 0.43333 | 0.42222 | 0.41111 | 0.4 | 0.38889 | 0.37778 | 0.36667 | 0.35556 | 0.34444 | 0 | 0.66667 | 0 | 0 | Slope | NaN | 0 | 0 |  | 1 | 0 | 0 | 1 | 0 | 0 | Slope | 2 | NaN | 0 | 0 | 0 | 0 | 0 | 0
167 | 0:28 | [8 empty] | 0 | 0 | 0 | 0 | [13 empty] | #DIV/0! | #DIV/0! | #DIV/0! | #DIV/0! | #DIV/0! | #DIV/0! | #DIV/0! | #DIV/0! | #DIV/0! | #DIV/0! | #DIV/0! | #DIV/0! | #DIV/0! | #DIV/0! | #DIV/0! | #DIV/0! | #DIV/0! | #DIV/0! | #DIV/0! | #DIV/0! | #DIV/0! | #DIV/0! | #DIV/0! | #DIV/0! | #DIV/0! | #DIV/0! | #DIV/0! | #DIV/0! | #DIV/0! | #DIV/0! | #DIV/0! | 0 | 0 | 0 | 0 | 0 | 0 | 0 | 0.05 | 0 | 0 | 0 | 0 | 0 | 0 | 0 | 0 | 0 | 0 | 0 | 0 | 0 | 0 | 0 | 0 | 0 | 0 | 0 | 0 | 0 | 0 | 0 | 0 | 0 | 0 | 0 | 0 | 0 | 0 | 0 | Slope | Slope | Slope | Slope | Slope | Slope | Slope | Slope | Slope | Slope | Slope | Slope | Slope | Slope | Slope | Slope | Slope | Slope | Slope | Slope | Slope | Slope | Slope | Slope | Slope | Slope | Slope | Slope | Slope | Slope | Slope |  | 1 | 1 | 1 | 1 | 1 | 1 | 1 | 1 | 1 | 1 | 1 | 1 | 1 | 1 | 1 | 1 | 1 | 1 | 1 | 1 | 1 | 1 | 1 | 1 | 1 | 1 | 1 | 1 | 1 | 1 | 1 | 0 | #N/A | #N/A | 0 | 0.66667 | 0.66667 | 0.65556 | 0.64444 | 0.63333 | 0.62222 | 0.61111 | 0.6 | 0.58889 | 0.57778 | 0.56667 | 0.55556 | 0.54444 | 0.53333 | 0.52222 | 0.51111 | 0.5 | 0.48889 | 0.47778 | 0.46667 | 0.45556 | 0.44444 | 0.43333 | 0.42222 | 0.41111 | 0.4 | 0.38889 | 0.37778 | 0.36667 | 0.35556 | 0.34444 | 0 | 0.66667 | 0 | 0 | Slope | NaN | 0 | 0 |  | 1 | 0 | 0 | 1 | 0 | 0 | Slope | 2 | NaN | 0 | 0 | 0 | 0 | 0 | 0
168 | 0:28 | [8 empty] | 0 | 0 | 0 | 0 | [13 empty] | #DIV/0! | #DIV/0! | #DIV/0! | #DIV/0! | #DIV/0! | #DIV/0! | #DIV/0! | #DIV/0! | #DIV/0! | #DIV/0! | #DIV/0! | #DIV/0! | #DIV/0! | #DIV/0! | #DIV/0! | #DIV/0! | #DIV/0! | #DIV/0! | #DIV/0! | #DIV/0! | #DIV/0! | #DIV/0! | #DIV/0! | #DIV/0! | #DIV/0! | #DIV/0! | #DIV/0! | #DIV/0! | #DIV/0! | #DIV/0! | #DIV/0! | 0 | 0 | 0 | 0 | 0 | 0 | 0 | 0.05 | 0 | 0 | 0 | 0 | 0 | 0 | 0 | 0 | 0 | 0 | 0 | 0 | 0 | 0 | 0 | 0 | 0 | 0 | 0 | 0 | 0 | 0 | 0 | 0 | 0 | 0 | 0 | 0 | 0 | 0 | 0 | Slope | Slope | Slope | Slope | Slope | Slope | Slope | Slope | Slope | Slope | Slope | Slope | Slope | Slope | Slope | Slope | Slope | Slope | Slope | Slope | Slope | Slope | Slope | Slope | Slope | Slope | Slope | Slope | Slope | Slope | Slope |  | 1 | 1 | 1 | 1 | 1 | 1 | 1 | 1 | 1 | 1 | 1 | 1 | 1 | 1 | 1 | 1 | 1 | 1 | 1 | 1 | 1 | 1 | 1 | 1 | 1 | 1 | 1 | 1 | 1 | 1 | 1 | 0 | #N/A | #N/A | 0 | 0.66667 | 0.66667 | 0.65556 | 0.64444 | 0.63333 | 0.62222 | 0.61111 | 0.6 | 0.58889 | 0.57778 | 0.56667 | 0.55556 | 0.54444 | 0.53333 | 0.52222 | 0.51111 | 0.5 | 0.48889 | 0.47778 | 0.46667 | 0.45556 | 0.44444 | 0.43333 | 0.42222 | 0.41111 | 0.4 | 0.38889 | 0.37778 | 0.36667 | 0.35556 | 0.34444 | 0 | 0.66667 | 0 | 0 | Slope | NaN | 0 | 0 |  | 1 | 0 | 0 | 1 | 0 | 0 | Slope | 2 | NaN | 0 | 0 | 0 | 0 | 0 | 0
169 | 0:28 | [8 empty] | 0 | 0 | 0 | 0 | [13 empty] | #DIV/0! | #DIV/0! | #DIV/0! | #DIV/0! | #DIV/0! | #DIV/0! | #DIV/0! | #DIV/0! | #DIV/0! | #DIV/0! | #DIV/0! | #DIV/0! | #DIV/0! | #DIV/0! | #DIV/0! | #DIV/0! | #DIV/0! | #DIV/0! | #DIV/0! | #DIV/0! | #DIV/0! | #DIV/0! | #DIV/0! | #DIV/0! | #DIV/0! | #DIV/0! | #DIV/0! | #DIV/0! | #DIV/0! | #DIV/0! | #DIV/0! | 0 | 0 | 0 | 0 | 0 | 0 | 0 | 0.05 | 0 | 0 | 0 | 0 | 0 | 0 | 0 | 0 | 0 | 0 | 0 | 0 | 0 | 0 | 0 | 0 | 0 | 0 | 0 | 0 | 0 | 0 | 0 | 0 | 0 | 0 | 0 | 0 | 0 | 0 | 0 | Slope | Slope | Slope | Slope | Slope | Slope | Slope | Slope | Slope | Slope | Slope | Slope | Slope | Slope | Slope | Slope | Slope | Slope | Slope | Slope | Slope | Slope | Slope | Slope | Slope | Slope | Slope | Slope | Slope | Slope | Slope |  | 1 | 1 | 1 | 1 | 1 | 1 | 1 | 1 | 1 | 1 | 1 | 1 | 1 | 1 | 1 | 1 | 1 | 1 | 1 | 1 | 1 | 1 | 1 | 1 | 1 | 1 | 1 | 1 | 1 | 1 | 1 | 0 | #N/A | #N/A | 0 | 0.66667 | 0.66667 | 0.65556 | 0.64444 | 0.63333 | 0.62222 | 0.61111 | 0.6 | 0.58889 | 0.57778 | 0.56667 | 0.55556 | 0.54444 | 0.53333 | 0.52222 | 0.51111 | 0.5 | 0.48889 | 0.47778 | 0.46667 | 0.45556 | 0.44444 | 0.43333 | 0.42222 | 0.41111 | 0.4 | 0.38889 | 0.37778 | 0.36667 | 0.35556 | 0.34444 | 0 | 0.66667 | 0 | 0 | Slope | NaN | 0 | 0 |  | 1 | 0 | 0 | 1 | 0 | 0 | Slope | 2 | NaN | 0 | 0 | 0 | 0 | 0 | 0
170 | 0:28 | [8 empty] | 0 | 0 | 0 | 0 | [13 empty] | #DIV/0! | #DIV/0! | #DIV/0! | #DIV/0! | #DIV/0! | #DIV/0! | #DIV/0! | #DIV/0! | #DIV/0! | #DIV/0! | #DIV/0! | #DIV/0! | #DIV/0! | #DIV/0! | #DIV/0! | #DIV/0! | #DIV/0! | #DIV/0! | #DIV/0! | #DIV/0! | #DIV/0! | #DIV/0! | #DIV/0! | #DIV/0! | #DIV/0! | #DIV/0! | #DIV/0! | #DIV/0! | #DIV/0! | #DIV/0! | #DIV/0! | 0 | 0 | 0 | 0 | 0 | 0 | 0 | 0.05 | 0 | 0 | 0 | 0 | 0 | 0 | 0 | 0 | 0 | 0 | 0 | 0 | 0 | 0 | 0 | 0 | 0 | 0 | 0 | 0 | 0 | 0 | 0 | 0 | 0 | 0 | 0 | 0 | 0 | 0 | 0 | Slope | Slope | Slope | Slope | Slope | Slope | Slope | Slope | Slope | Slope | Slope | Slope | Slope | Slope | Slope | Slope | Slope | Slope | Slope | Slope | Slope | Slope | Slope | Slope | Slope | Slope | Slope | Slope | Slope | Slope | Slope |  | 1 | 1 | 1 | 1 | 1 | 1 | 1 | 1 | 1 | 1 | 1 | 1 | 1 | 1 | 1 | 1 | 1 | 1 | 1 | 1 | 1 | 1 | 1 | 1 | 1 | 1 | 1 | 1 | 1 | 1 | 1 | 0 | #N/A | #N/A | 0 | 0.66667 | 0.66667 | 0.65556 | 0.64444 | 0.63333 | 0.62222 | 0.61111 | 0.6 | 0.58889 | 0.57778 | 0.56667 | 0.55556 | 0.54444 | 0.53333 | 0.52222 | 0.51111 | 0.5 | 0.48889 | 0.47778 | 0.46667 | 0.45556 | 0.44444 | 0.43333 | 0.42222 | 0.41111 | 0.4 | 0.38889 | 0.37778 | 0.36667 | 0.35556 | 0.34444 | 0 | 0.66667 | 0 | 0 | Slope | NaN | 0 | 0 |  | 1 | 0 | 0 | 1 | 0 | 0 | Slope | 2 | NaN | 0 | 0 | 0 | 0 | 0 | 0
171 | 0:28 | [8 empty] | 0 | 0 | 0 | 0 | [13 empty] | #DIV/0! | #DIV/0! | #DIV/0! | #DIV/0! | #DIV/0! | #DIV/0! | #DIV/0! | #DIV/0! | #DIV/0! | #DIV/0! | #DIV/0! | #DIV/0! | #DIV/0! | #DIV/0! | #DIV/0! | #DIV/0! | #DIV/0! | #DIV/0! | #DIV/0! | #DIV/0! | #DIV/0! | #DIV/0! | #DIV/0! | #DIV/0! | #DIV/0! | #DIV/0! | #DIV/0! | #DIV/0! | #DIV/0! | #DIV/0! | #DIV/0! | 0 | 0 | 0 | 0 | 0 | 0 | 0 | 0.05 | 0 | 0 | 0 | 0 | 0 | 0 | 0 | 0 | 0 | 0 | 0 | 0 | 0 | 0 | 0 | 0 | 0 | 0 | 0 | 0 | 0 | 0 | 0 | 0 | 0 | 0 | 0 | 0 | 0 | 0 | 0 | Slope | Slope | Slope | Slope | Slope | Slope | Slope | Slope | Slope | Slope | Slope | Slope | Slope | Slope | Slope | Slope | Slope | Slope | Slope | Slope | Slope | Slope | Slope | Slope | Slope | Slope | Slope | Slope | Slope | Slope | Slope |  | 1 | 1 | 1 | 1 | 1 | 1 | 1 | 1 | 1 | 1 | 1 | 1 | 1 | 1 | 1 | 1 | 1 | 1 | 1 | 1 | 1 | 1 | 1 | 1 | 1 | 1 | 1 | 1 | 1 | 1 | 1 | 0 | #N/A | #N/A | 0 | 0.66667 | 0.66667 | 0.65556 | 0.64444 | 0.63333 | 0.62222 | 0.61111 | 0.6 | 0.58889 | 0.57778 | 0.56667 | 0.55556 | 0.54444 | 0.53333 | 0.52222 | 0.51111 | 0.5 | 0.48889 | 0.47778 | 0.46667 | 0.45556 | 0.44444 | 0.43333 | 0.42222 | 0.41111 | 0.4 | 0.38889 | 0.37778 | 0.36667 | 0.35556 | 0.34444 | 0 | 0.66667 | 0 | 0 | Slope | NaN | 0 | 0 |  | 1 | 0 | 0 | 1 | 0 | 0 | Slope | 2 | NaN | 0 | 0 | 0 | 0 | 0 | 0
172 | 0:28 | [8 empty] | 0 | 0 | 0 | 0 | [13 empty] | #DIV/0! | #DIV/0! | #DIV/0! | #DIV/0! | #DIV/0! | #DIV/0! | #DIV/0! | #DIV/0! | #DIV/0! | #DIV/0! | #DIV/0! | #DIV/0! | #DIV/0! | #DIV/0! | #DIV/0! | #DIV/0! | #DIV/0! | #DIV/0! | #DIV/0! | #DIV/0! | #DIV/0! | #DIV/0! | #DIV/0! | #DIV/0! | #DIV/0! | #DIV/0! | #DIV/0! | #DIV/0! | #DIV/0! | #DIV/0! | #DIV/0! | 0 | 0 | 0 | 0 | 0 | 0 | 0 | 0.05 | 0 | 0 | 0 | 0 | 0 | 0 | 0 | 0 | 0 | 0 | 0 | 0 | 0 | 0 | 0 | 0 | 0 | 0 | 0 | 0 | 0 | 0 | 0 | 0 | 0 | 0 | 0 | 0 | 0 | 0 | 0 | Slope | Slope | Slope | Slope | Slope | Slope | Slope | Slope | Slope | Slope | Slope | Slope | Slope | Slope | Slope | Slope | Slope | Slope | Slope | Slope | Slope | Slope | Slope | Slope | Slope | Slope | Slope | Slope | Slope | Slope | Slope |  | 1 | 1 | 1 | 1 | 1 | 1 | 1 | 1 | 1 | 1 | 1 | 1 | 1 | 1 | 1 | 1 | 1 | 1 | 1 | 1 | 1 | 1 | 1 | 1 | 1 | 1 | 1 | 1 | 1 | 1 | 1 | 0 | #N/A | #N/A | 0 | 0.66667 | 0.66667 | 0.65556 | 0.64444 | 0.63333 | 0.62222 | 0.61111 | 0.6 | 0.58889 | 0.57778 | 0.56667 | 0.55556 | 0.54444 | 0.53333 | 0.52222 | 0.51111 | 0.5 | 0.48889 | 0.47778 | 0.46667 | 0.45556 | 0.44444 | 0.43333 | 0.42222 | 0.41111 | 0.4 | 0.38889 | 0.37778 | 0.36667 | 0.35556 | 0.34444 | 0 | 0.66667 | 0 | 0 | Slope | NaN | 0 | 0 |  | 1 | 0 | 0 | 1 | 0 | 0 | Slope | 2 | NaN | 0 | 0 | 0 | 0 | 0 | 0
173 | 0:29 | [8 empty] | 0 | 0 | 0 | 0 | [13 empty] | #DIV/0! | #DIV/0! | #DIV/0! | #DIV/0! | #DIV/0! | #DIV/0! | #DIV/0! | #DIV/0! | #DIV/0! | #DIV/0! | #DIV/0! | #DIV/0! | #DIV/0! | #DIV/0! | #DIV/0! | #DIV/0! | #DIV/0! | #DIV/0! | #DIV/0! | #DIV/0! | #DIV/0! | #DIV/0! | #DIV/0! | #DIV/0! | #DIV/0! | #DIV/0! | #DIV/0! | #DIV/0! | #DIV/0! | #DIV/0! | #DIV/0! | 0 | 0 | 0 | 0 | 0 | 0 | 0 | 0.05 | 0 | 0 | 0 | 0 | 0 | 0 | 0 | 0 | 0 | 0 | 0 | 0 | 0 | 0 | 0 | 0 | 0 | 0 | 0 | 0 | 0 | 0 | 0 | 0 | 0 | 0 | 0 | 0 | 0 | 0 | 0 | Slope | Slope | Slope | Slope | Slope | Slope | Slope | Slope | Slope | Slope | Slope | Slope | Slope | Slope | Slope | Slope | Slope | Slope | Slope | Slope | Slope | Slope | Slope | Slope | Slope | Slope | Slope | Slope | Slope | Slope | Slope |  | 1 | 1 | 1 | 1 | 1 | 1 | 1 | 1 | 1 | 1 | 1 | 1 | 1 | 1 | 1 | 1 | 1 | 1 | 1 | 1 | 1 | 1 | 1 | 1 | 1 | 1 | 1 | 1 | 1 | 1 | 1 | 0 | #N/A | #N/A | 0 | 0.66667 | 0.66667 | 0.65556 | 0.64444 | 0.63333 | 0.62222 | 0.61111 | 0.6 | 0.58889 | 0.57778 | 0.56667 | 0.55556 | 0.54444 | 0.53333 | 0.52222 | 0.51111 | 0.5 | 0.48889 | 0.47778 | 0.46667 | 0.45556 | 0.44444 | 0.43333 | 0.42222 | 0.41111 | 0.4 | 0.38889 | 0.37778 | 0.36667 | 0.35556 | 0.34444 | 0 | 0.66667 | 0 | 0 | Slope | NaN | 0 | 0 |  | 1 | 0 | 0 | 1 | 0 | 0 | Slope | 2 | NaN | 0 | 0 | 0 | 0 | 0 | 0
174 | 0:29 | [8 empty] | 0 | 0 | 0 | 0 | [13 empty] | #DIV/0! | #DIV/0! | #DIV/0! | #DIV/0! | #DIV/0! | #DIV/0! | #DIV/0! | #DIV/0! | #DIV/0! | #DIV/0! | #DIV/0! | #DIV/0! | #DIV/0! | #DIV/0! | #DIV/0! | #DIV/0! | #DIV/0! | #DIV/0! | #DIV/0! | #DIV/0! | #DIV/0! | #DIV/0! | #DIV/0! | #DIV/0! | #DIV/0! | #DIV/0! | #DIV/0! | #DIV/0! | #DIV/0! | #DIV/0! | #DIV/0! | 0 | 0 | 0 | 0 | 0 | 0 | 0 | 0.05 | 0 | 0 | 0 | 0 | 0 | 0 | 0 | 0 | 0 | 0 | 0 | 0 | 0 | 0 | 0 | 0 | 0 | 0 | 0 | 0 | 0 | 0 | 0 | 0 | 0 | 0 | 0 | 0 | 0 | 0 | 0 | Slope | Slope | Slope | Slope | Slope | Slope | Slope | Slope | Slope | Slope | Slope | Slope | Slope | Slope | Slope | Slope | Slope | Slope | Slope | Slope | Slope | Slope | Slope | Slope | Slope | Slope | Slope | Slope | Slope | Slope | Slope |  | 1 | 1 | 1 | 1 | 1 | 1 | 1 | 1 | 1 | 1 | 1 | 1 | 1 | 1 | 1 | 1 | 1 | 1 | 1 | 1 | 1 | 1 | 1 | 1 | 1 | 1 | 1 | 1 | 1 | 1 | 1 | 0 | #N/A | #N/A | 0 | 0.66667 | 0.66667 | 0.65556 | 0.64444 | 0.63333 | 0.62222 | 0.61111 | 0.6 | 0.58889 | 0.57778 | 0.56667 | 0.55556 | 0.54444 | 0.53333 | 0.52222 | 0.51111 | 0.5 | 0.48889 | 0.47778 | 0.46667 | 0.45556 | 0.44444 | 0.43333 | 0.42222 | 0.41111 | 0.4 | 0.38889 | 0.37778 | 0.36667 | 0.35556 | 0.34444 | 0 | 0.66667 | 0 | 0 | Slope | NaN | 0 | 0 |  | 1 | 0 | 0 | 1 | 0 | 0 | Slope | 2 | NaN | 0 | 0 | 0 | 0 | 0 | 0
175 | 0:29 | [8 empty] | 0 | 0 | 0 | 0 | [13 empty] | #DIV/0! | #DIV/0! | #DIV/0! | #DIV/0! | #DIV/0! | #DIV/0! | #DIV/0! | #DIV/0! | #DIV/0! | #DIV/0! | #DIV/0! | #DIV/0! | #DIV/0! | #DIV/0! | #DIV/0! | #DIV/0! | #DIV/0! | #DIV/0! | #DIV/0! | #DIV/0! | #DIV/0! | #DIV/0! | #DIV/0! | #DIV/0! | #DIV/0! | #DIV/0! | #DIV/0! | #DIV/0! | #DIV/0! | #DIV/0! | #DIV/0! | 0 | 0 | 0 | 0 | 0 | 0 | 0 | 0.05 | 0 | 0 | 0 | 0 | 0 | 0 | 0 | 0 | 0 | 0 | 0 | 0 | 0 | 0 | 0 | 0 | 0 | 0 | 0 | 0 | 0 | 0 | 0 | 0 | 0 | 0 | 0 | 0 | 0 | 0 | 0 | Slope | Slope | Slope | Slope | Slope | Slope | Slope | Slope | Slope | Slope | Slope | Slope | Slope | Slope | Slope | Slope | Slope | Slope | Slope | Slope | Slope | Slope | Slope | Slope | Slope | Slope | Slope | Slope | Slope | Slope | Slope |  | 1 | 1 | 1 | 1 | 1 | 1 | 1 | 1 | 1 | 1 | 1 | 1 | 1 | 1 | 1 | 1 | 1 | 1 | 1 | 1 | 1 | 1 | 1 | 1 | 1 | 1 | 1 | 1 | 1 | 1 | 1 | 0 | #N/A | #N/A | 0 | 0.66667 | 0.66667 | 0.65556 | 0.64444 | 0.63333 | 0.62222 | 0.61111 | 0.6 | 0.58889 | 0.57778 | 0.56667 | 0.55556 | 0.54444 | 0.53333 | 0.52222 | 0.51111 | 0.5 | 0.48889 | 0.47778 | 0.46667 | 0.45556 | 0.44444 | 0.43333 | 0.42222 | 0.41111 | 0.4 | 0.38889 | 0.37778 | 0.36667 | 0.35556 | 0.34444 | 0 | 0.66667 | 0 | 0 | Slope | NaN | 0 | 0 |  | 1 | 0 | 0 | 1 | 0 | 0 | Slope | 2 | NaN | 0 | 0 | 0 | 0 | 0 | 0
176 | 0:29 | [8 empty] | 0 | 0 | 0 | 0 | [13 empty] | #DIV/0! | #DIV/0! | #DIV/0! | #DIV/0! | #DIV/0! | #DIV/0! | #DIV/0! | #DIV/0! | #DIV/0! | #DIV/0! | #DIV/0! | #DIV/0! | #DIV/0! | #DIV/0! | #DIV/0! | #DIV/0! | #DIV/0! | #DIV/0! | #DIV/0! | #DIV/0! | #DIV/0! | #DIV/0! | #DIV/0! | #DIV/0! | #DIV/0! | #DIV/0! | #DIV/0! | #DIV/0! | #DIV/0! | #DIV/0! | #DIV/0! | 0 | 0 | 0 | 0 | 0 | 0 | 0 | 0.05 | 0 | 0 | 0 | 0 | 0 | 0 | 0 | 0 | 0 | 0 | 0 | 0 | 0 | 0 | 0 | 0 | 0 | 0 | 0 | 0 | 0 | 0 | 0 | 0 | 0 | 0 | 0 | 0 | 0 | 0 | 0 | Slope | Slope | Slope | Slope | Slope | Slope | Slope | Slope | Slope | Slope | Slope | Slope | Slope | Slope | Slope | Slope | Slope | Slope | Slope | Slope | Slope | Slope | Slope | Slope | Slope | Slope | Slope | Slope | Slope | Slope | Slope |  | 1 | 1 | 1 | 1 | 1 | 1 | 1 | 1 | 1 | 1 | 1 | 1 | 1 | 1 | 1 | 1 | 1 | 1 | 1 | 1 | 1 | 1 | 1 | 1 | 1 | 1 | 1 | 1 | 1 | 1 | 1 | 0 | #N/A | #N/A | 0 | 0.66667 | 0.66667 | 0.65556 | 0.64444 | 0.63333 | 0.62222 | 0.61111 | 0.6 | 0.58889 | 0.57778 | 0.56667 | 0.55556 | 0.54444 | 0.53333 | 0.52222 | 0.51111 | 0.5 | 0.48889 | 0.47778 | 0.46667 | 0.45556 | 0.44444 | 0.43333 | 0.42222 | 0.41111 | 0.4 | 0.38889 | 0.37778 | 0.36667 | 0.35556 | 0.34444 | 0 | 0.66667 | 0 | 0 | Slope | NaN | 0 | 0 |  | 1 | 0 | 0 | 1 | 0 | 0 | Slope | 2 | NaN | 0 | 0 | 0 | 0 | 0 | 0
177 | 0:29 | [8 empty] | 0 | 0 | 0 | 0 | [13 empty] | #DIV/0! | #DIV/0! | #DIV/0! | #DIV/0! | #DIV/0! | #DIV/0! | #DIV/0! | #DIV/0! | #DIV/0! | #DIV/0! | #DIV/0! | #DIV/0! | #DIV/0! | #DIV/0! | #DIV/0! | #DIV/0! | #DIV/0! | #DIV/0! | #DIV/0! | #DIV/0! | #DIV/0! | #DIV/0! | #DIV/0! | #DIV/0! | #DIV/0! | #DIV/0! | #DIV/0! | #DIV/0! | #DIV/0! | #DIV/0! | #DIV/0! | 0 | 0 | 0 | 0 | 0 | 0 | 0 | 0.05 | 0 | 0 | 0 | 0 | 0 | 0 | 0 | 0 | 0 | 0 | 0 | 0 | 0 | 0 | 0 | 0 | 0 | 0 | 0 | 0 | 0 | 0 | 0 | 0 | 0 | 0 | 0 | 0 | 0 | 0 | 0 | Slope | Slope | Slope | Slope | Slope | Slope | Slope | Slope | Slope | Slope | Slope | Slope | Slope | Slope | Slope | Slope | Slope | Slope | Slope | Slope | Slope | Slope | Slope | Slope | Slope | Slope | Slope | Slope | Slope | Slope | Slope |  | 1 | 1 | 1 | 1 | 1 | 1 | 1 | 1 | 1 | 1 | 1 | 1 | 1 | 1 | 1 | 1 | 1 | 1 | 1 | 1 | 1 | 1 | 1 | 1 | 1 | 1 | 1 | 1 | 1 | 1 | 1 | 0 | #N/A | #N/A | 0 | 0.66667 | 0.66667 | 0.65556 | 0.64444 | 0.63333 | 0.62222 | 0.61111 | 0.6 | 0.58889 | 0.57778 | 0.56667 | 0.55556 | 0.54444 | 0.53333 | 0.52222 | 0.51111 | 0.5 | 0.48889 | 0.47778 | 0.46667 | 0.45556 | 0.44444 | 0.43333 | 0.42222 | 0.41111 | 0.4 | 0.38889 | 0.37778 | 0.36667 | 0.35556 | 0.34444 | 0 | 0.66667 | 0 | 0 | Slope | NaN | 0 | 0 |  | 1 | 0 | 0 | 1 | 0 | 0 | Slope | 2 | NaN | 0 | 0 | 0 | 0 | 0 | 0
178 | 0:29 | [8 empty] | 0 | 0 | 0 | 0 | [13 empty] | #DIV/0! | #DIV/0! | #DIV/0! | #DIV/0! | #DIV/0! | #DIV/0! | #DIV/0! | #DIV/0! | #DIV/0! | #DIV/0! | #DIV/0! | #DIV/0! | #DIV/0! | #DIV/0! | #DIV/0! | #DIV/0! | #DIV/0! | #DIV/0! | #DIV/0! | #DIV/0! | #DIV/0! | #DIV/0! | #DIV/0! | #DIV/0! | #DIV/0! | #DIV/0! | #DIV/0! | #DIV/0! | #DIV/0! | #DIV/0! | #DIV/0! | 0 | 0 | 0 | 0 | 0 | 0 | 0 | 0.05 | 0 | 0 | 0 | 0 | 0 | 0 | 0 | 0 | 0 | 0 | 0 | 0 | 0 | 0 | 0 | 0 | 0 | 0 | 0 | 0 | 0 | 0 | 0 | 0 | 0 | 0 | 0 | 0 | 0 | 0 | 0 | Slope | Slope | Slope | Slope | Slope | Slope | Slope | Slope | Slope | Slope | Slope | Slope | Slope | Slope | Slope | Slope | Slope | Slope | Slope | Slope | Slope | Slope | Slope | Slope | Slope | Slope | Slope | Slope | Slope | Slope | Slope |  | 1 | 1 | 1 | 1 | 1 | 1 | 1 | 1 | 1 | 1 | 1 | 1 | 1 | 1 | 1 | 1 | 1 | 1 | 1 | 1 | 1 | 1 | 1 | 1 | 1 | 1 | 1 | 1 | 1 | 1 | 1 | 0 | #N/A | #N/A | 0 | 0.66667 | 0.66667 | 0.65556 | 0.64444 | 0.63333 | 0.62222 | 0.61111 | 0.6 | 0.58889 | 0.57778 | 0.56667 | 0.55556 | 0.54444 | 0.53333 | 0.52222 | 0.51111 | 0.5 | 0.48889 | 0.47778 | 0.46667 | 0.45556 | 0.44444 | 0.43333 | 0.42222 | 0.41111 | 0.4 | 0.38889 | 0.37778 | 0.36667 | 0.35556 | 0.34444 | 0 | 0.66667 | 0 | 0 | Slope | NaN | 0 | 0 |  | 1 | 0 | 0 | 1 | 0 | 0 | Slope | 2 | NaN | 0 | 0 | 0 | 0 | 0 | 0
179 | 0:30 | [8 empty] | 0 | 0 | 0 | 0 | [13 empty] | #DIV/0! | #DIV/0! | #DIV/0! | #DIV/0! | #DIV/0! | #DIV/0! | #DIV/0! | #DIV/0! | #DIV/0! | #DIV/0! | #DIV/0! | #DIV/0! | #DIV/0! | #DIV/0! | #DIV/0! | #DIV/0! | #DIV/0! | #DIV/0! | #DIV/0! | #DIV/0! | #DIV/0! | #DIV/0! | #DIV/0! | #DIV/0! | #DIV/0! | #DIV/0! | #DIV/0! | #DIV/0! | #DIV/0! | #DIV/0! | #DIV/0! | 0 | 0 | 0 | 0 | 0 | 0 | 0 | 0.05 | 0 | 0 | 0 | 0 | 0 | 0 | 0 | 0 | 0 | 0 | 0 | 0 | 0 | 0 | 0 | 0 | 0 | 0 | 0 | 0 | 0 | 0 | 0 | 0 | 0 | 0 | 0 | 0 | 0 | 0 | 0 | Slope | Slope | Slope | Slope | Slope | Slope | Slope | Slope | Slope | Slope | Slope | Slope | Slope | Slope | Slope | Slope | Slope | Slope | Slope | Slope | Slope | Slope | Slope | Slope | Slope | Slope | Slope | Slope | Slope | Slope | Slope |  | 1 | 1 | 1 | 1 | 1 | 1 | 1 | 1 | 1 | 1 | 1 | 1 | 1 | 1 | 1 | 1 | 1 | 1 | 1 | 1 | 1 | 1 | 1 | 1 | 1 | 1 | 1 | 1 | 1 | 1 | 1 | 0 | #N/A | #N/A | 0 | 0.66667 | 0.66667 | 0.65556 | 0.64444 | 0.63333 | 0.62222 | 0.61111 | 0.6 | 0.58889 | 0.57778 | 0.56667 | 0.55556 | 0.54444 | 0.53333 | 0.52222 | 0.51111 | 0.5 | 0.48889 | 0.47778 | 0.46667 | 0.45556 | 0.44444 | 0.43333 | 0.42222 | 0.41111 | 0.4 | 0.38889 | 0.37778 | 0.36667 | 0.35556 | 0.34444 | 0 | 0.66667 | 0 | 0 | Slope | NaN | 0 | 0 |  | 1 | 0 | 0 | 1 | 0 | 0 | Slope | 2 | NaN | 0 | 0 | 0 | 0 | 0 | 0
180 | 0:30 | [8 empty] | 0 | 0 | 0 | 0 | [13 empty] | #DIV/0! | #DIV/0! | #DIV/0! | #DIV/0! | #DIV/0! | #DIV/0! | #DIV/0! | #DIV/0! | #DIV/0! | #DIV/0! | #DIV/0! | #DIV/0! | #DIV/0! | #DIV/0! | #DIV/0! | #DIV/0! | #DIV/0! | #DIV/0! | #DIV/0! | #DIV/0! | #DIV/0! | #DIV/0! | #DIV/0! | #DIV/0! | #DIV/0! | #DIV/0! | #DIV/0! | #DIV/0! | #DIV/0! | #DIV/0! | #DIV/0! | 0 | 0 | 0 | 0 | 0 | 0 | 0 | 0.05 | 0 | 0 | 0 | 0 | 0 | 0 | 0 | 0 | 0 | 0 | 0 | 0 | 0 | 0 | 0 | 0 | 0 | 0 | 0 | 0 | 0 | 0 | 0 | 0 | 0 | 0 | 0 | 0 | 0 | 0 | 0 | Slope | Slope | Slope | Slope | Slope | Slope | Slope | Slope | Slope | Slope | Slope | Slope | Slope | Slope | Slope | Slope | Slope | Slope | Slope | Slope | Slope | Slope | Slope | Slope | Slope | Slope | Slope | Slope | Slope | Slope | Slope |  | 1 | 1 | 1 | 1 | 1 | 1 | 1 | 1 | 1 | 1 | 1 | 1 | 1 | 1 | 1 | 1 | 1 | 1 | 1 | 1 | 1 | 1 | 1 | 1 | 1 | 1 | 1 | 1 | 1 | 1 | 1 | 0 | #N/A | #N/A | 0 | 0.66667 | 0.66667 | 0.65556 | 0.64444 | 0.63333 | 0.62222 | 0.61111 | 0.6 | 0.58889 | 0.57778 | 0.56667 | 0.55556 | 0.54444 | 0.53333 | 0.52222 | 0.51111 | 0.5 | 0.48889 | 0.47778 | 0.46667 | 0.45556 | 0.44444 | 0.43333 | 0.42222 | 0.41111 | 0.4 | 0.38889 | 0.37778 | 0.36667 | 0.35556 | 0.34444 | 0 | 0.66667 | 0 | 0 | Slope | NaN | 0 | 0 |  | 1 | 0 | 0 | 1 | 0 | 0 | Slope | 2 | NaN | 0 | 0 | 0 | 0 | 0 | 0
181 | 0:30 | [8 empty] | 0 | 0 | 0 | 0 | [13 empty] | #DIV/0! | #DIV/0! | #DIV/0! | #DIV/0! | #DIV/0! | #DIV/0! | #DIV/0! | #DIV/0! | #DIV/0! | #DIV/0! | #DIV/0! | #DIV/0! | #DIV/0! | #DIV/0! | #DIV/0! | #DIV/0! | #DIV/0! | #DIV/0! | #DIV/0! | #DIV/0! | #DIV/0! | #DIV/0! | #DIV/0! | #DIV/0! | #DIV/0! | #DIV/0! | #DIV/0! | #DIV/0! | #DIV/0! | #DIV/0! | #DIV/0! | 0 | 0 | 0 | 0 | 0 | 0 | 0 | 0.05 | 0 | 0 | 0 | 0 | 0 | 0 | 0 | 0 | 0 | 0 | 0 | 0 | 0 | 0 | 0 | 0 | 0 | 0 | 0 | 0 | 0 | 0 | 0 | 0 | 0 | 0 | 0 | 0 | 0 | 0 | 0 | Slope | Slope | Slope | Slope | Slope | Slope | Slope | Slope | Slope | Slope | Slope | Slope | Slope | Slope | Slope | Slope | Slope | Slope | Slope | Slope | Slope | Slope | Slope | Slope | Slope | Slope | Slope | Slope | Slope | Slope | Slope |  | 1 | 1 | 1 | 1 | 1 | 1 | 1 | 1 | 1 | 1 | 1 | 1 | 1 | 1 | 1 | 1 | 1 | 1 | 1 | 1 | 1 | 1 | 1 | 1 | 1 | 1 | 1 | 1 | 1 | 1 | 1 | 0 | #N/A | #N/A | 0 | 0.66667 | 0.66667 | 0.65556 | 0.64444 | 0.63333 | 0.62222 | 0.61111 | 0.6 | 0.58889 | 0.57778 | 0.56667 | 0.55556 | 0.54444 | 0.53333 | 0.52222 | 0.51111 | 0.5 | 0.48889 | 0.47778 | 0.46667 | 0.45556 | 0.44444 | 0.43333 | 0.42222 | 0.41111 | 0.4 | 0.38889 | 0.37778 | 0.36667 | 0.35556 | 0.34444 | 0 | 0.66667 | 0 | 0 | Slope | NaN | 0 | 0 |  | 1 | 0 | 0 | 1 | 0 | 0 | Slope | 2 | NaN | 0 | 0 | 0 | 0 | 0 | 0
182 | 0:30 | [8 empty] | 0 | 0 | 0 | 0 | [13 empty] | #DIV/0! | #DIV/0! | #DIV/0! | #DIV/0! | #DIV/0! | #DIV/0! | #DIV/0! | #DIV/0! | #DIV/0! | #DIV/0! | #DIV/0! | #DIV/0! | #DIV/0! | #DIV/0! | #DIV/0! | #DIV/0! | #DIV/0! | #DIV/0! | #DIV/0! | #DIV/0! | #DIV/0! | #DIV/0! | #DIV/0! | #DIV/0! | #DIV/0! | #DIV/0! | #DIV/0! | #DIV/0! | #DIV/0! | #DIV/0! | #DIV/0! | 0 | 0 | 0 | 0 | 0 | 0 | 0 | 0.05 | 0 | 0 | 0 | 0 | 0 | 0 | 0 | 0 | 0 | 0 | 0 | 0 | 0 | 0 | 0 | 0 | 0 | 0 | 0 | 0 | 0 | 0 | 0 | 0 | 0 | 0 | 0 | 0 | 0 | 0 | 0 | Slope | Slope | Slope | Slope | Slope | Slope | Slope | Slope | Slope | Slope | Slope | Slope | Slope | Slope | Slope | Slope | Slope | Slope | Slope | Slope | Slope | Slope | Slope | Slope | Slope | Slope | Slope | Slope | Slope | Slope | Slope |  | 1 | 1 | 1 | 1 | 1 | 1 | 1 | 1 | 1 | 1 | 1 | 1 | 1 | 1 | 1 | 1 | 1 | 1 | 1 | 1 | 1 | 1 | 1 | 1 | 1 | 1 | 1 | 1 | 1 | 1 | 1 | 0 | #N/A | #N/A | 0 | 0.66667 | 0.66667 | 0.65556 | 0.64444 | 0.63333 | 0.62222 | 0.61111 | 0.6 | 0.58889 | 0.57778 | 0.56667 | 0.55556 | 0.54444 | 0.53333 | 0.52222 | 0.51111 | 0.5 | 0.48889 | 0.47778 | 0.46667 | 0.45556 | 0.44444 | 0.43333 | 0.42222 | 0.41111 | 0.4 | 0.38889 | 0.37778 | 0.36667 | 0.35556 | 0.34444 | 0 | 0.66667 | 0 | 0 | Slope | NaN | 0 | 0 |  | 1 | 0 | 0 | 1 | 0 | 0 | Slope | 2 | NaN | 0 | 0 | 0 | 0 | 0 | 0
183 | 0:30 | [8 empty] | 0 | 0 | 0 | 0 | [13 empty] | #DIV/0! | #DIV/0! | #DIV/0! | #DIV/0! | #DIV/0! | #DIV/0! | #DIV/0! | #DIV/0! | #DIV/0! | #DIV/0! | #DIV/0! | #DIV/0! | #DIV/0! | #DIV/0! | #DIV/0! | #DIV/0! | #DIV/0! | #DIV/0! | #DIV/0! | #DIV/0! | #DIV/0! | #DIV/0! | #DIV/0! | #DIV/0! | #DIV/0! | #DIV/0! | #DIV/0! | #DIV/0! | #DIV/0! | #DIV/0! | #DIV/0! | 0 | 0 | 0 | 0 | 0 | 0 | 0 | 0.05 | 0 | 0 | 0 | 0 | 0 | 0 | 0 | 0 | 0 | 0 | 0 | 0 | 0 | 0 | 0 | 0 | 0 | 0 | 0 | 0 | 0 | 0 | 0 | 0 | 0 | 0 | 0 | 0 | 0 | 0 | 0 | Slope | Slope | Slope | Slope | Slope | Slope | Slope | Slope | Slope | Slope | Slope | Slope | Slope | Slope | Slope | Slope | Slope | Slope | Slope | Slope | Slope | Slope | Slope | Slope | Slope | Slope | Slope | Slope | Slope | Slope | Slope |  | 1 | 1 | 1 | 1 | 1 | 1 | 1 | 1 | 1 | 1 | 1 | 1 | 1 | 1 | 1 | 1 | 1 | 1 | 1 | 1 | 1 | 1 | 1 | 1 | 1 | 1 | 1 | 1 | 1 | 1 | 1 | 0 | #N/A | #N/A | 0 | 0.66667 | 0.66667 | 0.65556 | 0.64444 | 0.63333 | 0.62222 | 0.61111 | 0.6 | 0.58889 | 0.57778 | 0.56667 | 0.55556 | 0.54444 | 0.53333 | 0.52222 | 0.51111 | 0.5 | 0.48889 | 0.47778 | 0.46667 | 0.45556 | 0.44444 | 0.43333 | 0.42222 | 0.41111 | 0.4 | 0.38889 | 0.37778 | 0.36667 | 0.35556 | 0.34444 | 0 | 0.66667 | 0 | 0 | Slope | NaN | 0 | 0 |  | 1 | 0 | 0 | 1 | 0 | 0 | Slope | 2 | NaN | 0 | 0 | 0 | 0 | 0 | 0
184 | 0:30 | [8 empty] | 0 | 0 | 0 | 0 | [13 empty] | #DIV/0! | #DIV/0! | #DIV/0! | #DIV/0! | #DIV/0! | #DIV/0! | #DIV/0! | #DIV/0! | #DIV/0! | #DIV/0! | #DIV/0! | #DIV/0! | #DIV/0! | #DIV/0! | #DIV/0! | #DIV/0! | #DIV/0! | #DIV/0! | #DIV/0! | #DIV/0! | #DIV/0! | #DIV/0! | #DIV/0! | #DIV/0! | #DIV/0! | #DIV/0! | #DIV/0! | #DIV/0! | #DIV/0! | #DIV/0! | #DIV/0! | 0 | 0 | 0 | 0 | 0 | 0 | 0 | 0.05 | 0 | 0 | 0 | 0 | 0 | 0 | 0 | 0 | 0 | 0 | 0 | 0 | 0 | 0 | 0 | 0 | 0 | 0 | 0 | 0 | 0 | 0 | 0 | 0 | 0 | 0 | 0 | 0 | 0 | 0 | 0 | Slope | Slope | Slope | Slope | Slope | Slope | Slope | Slope | Slope | Slope | Slope | Slope | Slope | Slope | Slope | Slope | Slope | Slope | Slope | Slope | Slope | Slope | Slope | Slope | Slope | Slope | Slope | Slope | Slope | Slope | Slope |  | 1 | 1 | 1 | 1 | 1 | 1 | 1 | 1 | 1 | 1 | 1 | 1 | 1 | 1 | 1 | 1 | 1 | 1 | 1 | 1 | 1 | 1 | 1 | 1 | 1 | 1 | 1 | 1 | 1 | 1 | 1 | 0 | #N/A | #N/A | 0 | 0.66667 | 0.66667 | 0.65556 | 0.64444 | 0.63333 | 0.62222 | 0.61111 | 0.6 | 0.58889 | 0.57778 | 0.56667 | 0.55556 | 0.54444 | 0.53333 | 0.52222 | 0.51111 | 0.5 | 0.48889 | 0.47778 | 0.46667 | 0.45556 | 0.44444 | 0.43333 | 0.42222 | 0.41111 | 0.4 | 0.38889 | 0.37778 | 0.36667 | 0.35556 | 0.34444 | 0 | 0.66667 | 0 | 0 | Slope | NaN | 0 | 0 |  | 1 | 0 | 0 | 1 | 0 | 0 | Slope | 2 | NaN | 0 | 0 | 0 | 0 | 0 | 0
185 | 0:31 | [8 empty] | 0 | 0 | 0 | 0 | [13 empty] | #DIV/0! | #DIV/0! | #DIV/0! | #DIV/0! | #DIV/0! | #DIV/0! | #DIV/0! | #DIV/0! | #DIV/0! | #DIV/0! | #DIV/0! | #DIV/0! | #DIV/0! | #DIV/0! | #DIV/0! | #DIV/0! | #DIV/0! | #DIV/0! | #DIV/0! | #DIV/0! | #DIV/0! | #DIV/0! | #DIV/0! | #DIV/0! | #DIV/0! | #DIV/0! | #DIV/0! | #DIV/0! | #DIV/0! | #DIV/0! | #DIV/0! | 0 | 0 | 0 | 0 | 0 | 0 | 0 | 0.05 | 0 | 0 | 0 | 0 | 0 | 0 | 0 | 0 | 0 | 0 | 0 | 0 | 0 | 0 | 0 | 0 | 0 | 0 | 0 | 0 | 0 | 0 | 0 | 0 | 0 | 0 | 0 | 0 | 0 | 0 | 0 | Slope | Slope | Slope | Slope | Slope | Slope | Slope | Slope | Slope | Slope | Slope | Slope | Slope | Slope | Slope | Slope | Slope | Slope | Slope | Slope | Slope | Slope | Slope | Slope | Slope | Slope | Slope | Slope | Slope | Slope | Slope |  | 1 | 1 | 1 | 1 | 1 | 1 | 1 | 1 | 1 | 1 | 1 | 1 | 1 | 1 | 1 | 1 | 1 | 1 | 1 | 1 | 1 | 1 | 1 | 1 | 1 | 1 | 1 | 1 | 1 | 1 | 1 | 0 | #N/A | #N/A | 0 | 0.66667 | 0.66667 | 0.65556 | 0.64444 | 0.63333 | 0.62222 | 0.61111 | 0.6 | 0.58889 | 0.57778 | 0.56667 | 0.55556 | 0.54444 | 0.53333 | 0.52222 | 0.51111 | 0.5 | 0.48889 | 0.47778 | 0.46667 | 0.45556 | 0.44444 | 0.43333 | 0.42222 | 0.41111 | 0.4 | 0.38889 | 0.37778 | 0.36667 | 0.35556 | 0.34444 | 0 | 0.66667 | 0 | 0 | Slope | NaN | 0 | 0 |  | 1 | 0 | 0 | 1 | 0 | 0 | Slope | 2 | NaN | 0 | 0 | 0 | 0 | 0 | 0
186 | 0:31 | [8 empty] | 0 | 0 | 0 | 0 | [13 empty] | #DIV/0! | #DIV/0! | #DIV/0! | #DIV/0! | #DIV/0! | #DIV/0! | #DIV/0! | #DIV/0! | #DIV/0! | #DIV/0! | #DIV/0! | #DIV/0! | #DIV/0! | #DIV/0! | #DIV/0! | #DIV/0! | #DIV/0! | #DIV/0! | #DIV/0! | #DIV/0! | #DIV/0! | #DIV/0! | #DIV/0! | #DIV/0! | #DIV/0! | #DIV/0! | #DIV/0! | #DIV/0! | #DIV/0! | #DIV/0! | #DIV/0! | 0 | 0 | 0 | 0 | 0 | 0 | 0 | 0.05 | 0 | 0 | 0 | 0 | 0 | 0 | 0 | 0 | 0 | 0 | 0 | 0 | 0 | 0 | 0 | 0 | 0 | 0 | 0 | 0 | 0 | 0 | 0 | 0 | 0 | 0 | 0 | 0 | 0 | 0 | 0 | Slope | Slope | Slope | Slope | Slope | Slope | Slope | Slope | Slope | Slope | Slope | Slope | Slope | Slope | Slope | Slope | Slope | Slope | Slope | Slope | Slope | Slope | Slope | Slope | Slope | Slope | Slope | Slope | Slope | Slope | Slope |  | 1 | 1 | 1 | 1 | 1 | 1 | 1 | 1 | 1 | 1 | 1 | 1 | 1 | 1 | 1 | 1 | 1 | 1 | 1 | 1 | 1 | 1 | 1 | 1 | 1 | 1 | 1 | 1 | 1 | 1 | 1 | 0 | #N/A | #N/A | 0 | 0.66667 | 0.66667 | 0.65556 | 0.64444 | 0.63333 | 0.62222 | 0.61111 | 0.6 | 0.58889 | 0.57778 | 0.56667 | 0.55556 | 0.54444 | 0.53333 | 0.52222 | 0.51111 | 0.5 | 0.48889 | 0.47778 | 0.46667 | 0.45556 | 0.44444 | 0.43333 | 0.42222 | 0.41111 | 0.4 | 0.38889 | 0.37778 | 0.36667 | 0.35556 | 0.34444 | 0 | 0.66667 | 0 | 0 | Slope | NaN | 0 | 0 |  | 1 | 0 | 0 | 1 | 0 | 0 | Slope | 2 | NaN | 0 | 0 | 0 | 0 | 0 | 0
187 | 0:31 | [8 empty] | 0 | 0 | 0 | 0 | [13 empty] | #DIV/0! | #DIV/0! | #DIV/0! | #DIV/0! | #DIV/0! | #DIV/0! | #DIV/0! | #DIV/0! | #DIV/0! | #DIV/0! | #DIV/0! | #DIV/0! | #DIV/0! | #DIV/0! | #DIV/0! | #DIV/0! | #DIV/0! | #DIV/0! | #DIV/0! | #DIV/0! | #DIV/0! | #DIV/0! | #DIV/0! | #DIV/0! | #DIV/0! | #DIV/0! | #DIV/0! | #DIV/0! | #DIV/0! | #DIV/0! | #DIV/0! | 0 | 0 | 0 | 0 | 0 | 0 | 0 | 0.05 | 0 | 0 | 0 | 0 | 0 | 0 | 0 | 0 | 0 | 0 | 0 | 0 | 0 | 0 | 0 | 0 | 0 | 0 | 0 | 0 | 0 | 0 | 0 | 0 | 0 | 0 | 0 | 0 | 0 | 0 | 0 | Slope | Slope | Slope | Slope | Slope | Slope | Slope | Slope | Slope | Slope | Slope | Slope | Slope | Slope | Slope | Slope | Slope | Slope | Slope | Slope | Slope | Slope | Slope | Slope | Slope | Slope | Slope | Slope | Slope | Slope | Slope |  | 1 | 1 | 1 | 1 | 1 | 1 | 1 | 1 | 1 | 1 | 1 | 1 | 1 | 1 | 1 | 1 | 1 | 1 | 1 | 1 | 1 | 1 | 1 | 1 | 1 | 1 | 1 | 1 | 1 | 1 | 1 | 0 | #N/A | #N/A | 0 | 0.66667 | 0.66667 | 0.65556 | 0.64444 | 0.63333 | 0.62222 | 0.61111 | 0.6 | 0.58889 | 0.57778 | 0.56667 | 0.55556 | 0.54444 | 0.53333 | 0.52222 | 0.51111 | 0.5 | 0.48889 | 0.47778 | 0.46667 | 0.45556 | 0.44444 | 0.43333 | 0.42222 | 0.41111 | 0.4 | 0.38889 | 0.37778 | 0.36667 | 0.35556 | 0.34444 | 0 | 0.66667 | 0 | 0 | Slope | NaN | 0 | 0 |  | 1 | 0 | 0 | 1 | 0 | 0 | Slope | 2 | NaN | 0 | 0 | 0 | 0 | 0 | 0
188 | 0:31 | [8 empty] | 0 | 0 | 0 | 0 | [13 empty] | #DIV/0! | #DIV/0! | #DIV/0! | #DIV/0! | #DIV/0! | #DIV/0! | #DIV/0! | #DIV/0! | #DIV/0! | #DIV/0! | #DIV/0! | #DIV/0! | #DIV/0! | #DIV/0! | #DIV/0! | #DIV/0! | #DIV/0! | #DIV/0! | #DIV/0! | #DIV/0! | #DIV/0! | #DIV/0! | #DIV/0! | #DIV/0! | #DIV/0! | #DIV/0! | #DIV/0! | #DIV/0! | #DIV/0! | #DIV/0! | #DIV/0! | 0 | 0 | 0 | 0 | 0 | 0 | 0 | 0.05 | 0 | 0 | 0 | 0 | 0 | 0 | 0 | 0 | 0 | 0 | 0 | 0 | 0 | 0 | 0 | 0 | 0 | 0 | 0 | 0 | 0 | 0 | 0 | 0 | 0 | 0 | 0 | 0 | 0 | 0 | 0 | Slope | Slope | Slope | Slope | Slope | Slope | Slope | Slope | Slope | Slope | Slope | Slope | Slope | Slope | Slope | Slope | Slope | Slope | Slope | Slope | Slope | Slope | Slope | Slope | Slope | Slope | Slope | Slope | Slope | Slope | Slope |  | 1 | 1 | 1 | 1 | 1 | 1 | 1 | 1 | 1 | 1 | 1 | 1 | 1 | 1 | 1 | 1 | 1 | 1 | 1 | 1 | 1 | 1 | 1 | 1 | 1 | 1 | 1 | 1 | 1 | 1 | 1 | 0 | #N/A | #N/A | 0 | 0.66667 | 0.66667 | 0.65556 | 0.64444 | 0.63333 | 0.62222 | 0.61111 | 0.6 | 0.58889 | 0.57778 | 0.56667 | 0.55556 | 0.54444 | 0.53333 | 0.52222 | 0.51111 | 0.5 | 0.48889 | 0.47778 | 0.46667 | 0.45556 | 0.44444 | 0.43333 | 0.42222 | 0.41111 | 0.4 | 0.38889 | 0.37778 | 0.36667 | 0.35556 | 0.34444 | 0 | 0.66667 | 0 | 0 | Slope | NaN | 0 | 0 |  | 1 | 0 | 0 | 1 | 0 | 0 | Slope | 2 | NaN | 0 | 0 | 0 | 0 | 0 | 0
189 | 0:31 | [8 empty] | 0 | 0 | 0 | 0 | [13 empty] | #DIV/0! | #DIV/0! | #DIV/0! | #DIV/0! | #DIV/0! | #DIV/0! | #DIV/0! | #DIV/0! | #DIV/0! | #DIV/0! | #DIV/0! | #DIV/0! | #DIV/0! | #DIV/0! | #DIV/0! | #DIV/0! | #DIV/0! | #DIV/0! | #DIV/0! | #DIV/0! | #DIV/0! | #DIV/0! | #DIV/0! | #DIV/0! | #DIV/0! | #DIV/0! | #DIV/0! | #DIV/0! | #DIV/0! | #DIV/0! | #DIV/0! | 0 | 0 | 0 | 0 | 0 | 0 | 0 | 0.05 | 0 | 0 | 0 | 0 | 0 | 0 | 0 | 0 | 0 | 0 | 0 | 0 | 0 | 0 | 0 | 0 | 0 | 0 | 0 | 0 | 0 | 0 | 0 | 0 | 0 | 0 | 0 | 0 | 0 | 0 | 0 | Slope | Slope | Slope | Slope | Slope | Slope | Slope | Slope | Slope | Slope | Slope | Slope | Slope | Slope | Slope | Slope | Slope | Slope | Slope | Slope | Slope | Slope | Slope | Slope | Slope | Slope | Slope | Slope | Slope | Slope | Slope |  | 1 | 1 | 1 | 1 | 1 | 1 | 1 | 1 | 1 | 1 | 1 | 1 | 1 | 1 | 1 | 1 | 1 | 1 | 1 | 1 | 1 | 1 | 1 | 1 | 1 | 1 | 1 | 1 | 1 | 1 | 1 | 0 | #N/A | #N/A | 0 | 0.66667 | 0.66667 | 0.65556 | 0.64444 | 0.63333 | 0.62222 | 0.61111 | 0.6 | 0.58889 | 0.57778 | 0.56667 | 0.55556 | 0.54444 | 0.53333 | 0.52222 | 0.51111 | 0.5 | 0.48889 | 0.47778 | 0.46667 | 0.45556 | 0.44444 | 0.43333 | 0.42222 | 0.41111 | 0.4 | 0.38889 | 0.37778 | 0.36667 | 0.35556 | 0.34444 | 0 | 0.66667 | 0 | 0 | Slope | NaN | 0 | 0 |  | 1 | 0 | 0 | 1 | 0 | 0 | Slope | 2 | NaN | 0 | 0 | 0 | 0 | 0 | 0
190 | 0:31 | [8 empty] | 0 | 0 | 0 | 0 | [13 empty] | #DIV/0! | #DIV/0! | #DIV/0! | #DIV/0! | #DIV/0! | #DIV/0! | #DIV/0! | #DIV/0! | #DIV/0! | #DIV/0! | #DIV/0! | #DIV/0! | #DIV/0! | #DIV/0! | #DIV/0! | #DIV/0! | #DIV/0! | #DIV/0! | #DIV/0! | #DIV/0! | #DIV/0! | #DIV/0! | #DIV/0! | #DIV/0! | #DIV/0! | #DIV/0! | #DIV/0! | #DIV/0! | #DIV/0! | #DIV/0! | #DIV/0! | 0 | 0 | 0 | 0 | 0 | 0 | 0 | 0.05 | 0 | 0 | 0 | 0 | 0 | 0 | 0 | 0 | 0 | 0 | 0 | 0 | 0 | 0 | 0 | 0 | 0 | 0 | 0 | 0 | 0 | 0 | 0 | 0 | 0 | 0 | 0 | 0 | 0 | 0 | 0 | Slope | Slope | Slope | Slope | Slope | Slope | Slope | Slope | Slope | Slope | Slope | Slope | Slope | Slope | Slope | Slope | Slope | Slope | Slope | Slope | Slope | Slope | Slope | Slope | Slope | Slope | Slope | Slope | Slope | Slope | Slope |  | 1 | 1 | 1 | 1 | 1 | 1 | 1 | 1 | 1 | 1 | 1 | 1 | 1 | 1 | 1 | 1 | 1 | 1 | 1 | 1 | 1 | 1 | 1 | 1 | 1 | 1 | 1 | 1 | 1 | 1 | 1 | 0 | #N/A | #N/A | 0 | 0.66667 | 0.66667 | 0.65556 | 0.64444 | 0.63333 | 0.62222 | 0.61111 | 0.6 | 0.58889 | 0.57778 | 0.56667 | 0.55556 | 0.54444 | 0.53333 | 0.52222 | 0.51111 | 0.5 | 0.48889 | 0.47778 | 0.46667 | 0.45556 | 0.44444 | 0.43333 | 0.42222 | 0.41111 | 0.4 | 0.38889 | 0.37778 | 0.36667 | 0.35556 | 0.34444 | 0 | 0.66667 | 0 | 0 | Slope | NaN | 0 | 0 |  | 1 | 0 | 0 | 1 | 0 | 0 | Slope | 2 | NaN | 0 | 0 | 0 | 0 | 0 | 0
191 | 0:32 | [8 empty] | 0 | 0 | 0 | 0 | [13 empty] | #DIV/0! | #DIV/0! | #DIV/0! | #DIV/0! | #DIV/0! | #DIV/0! | #DIV/0! | #DIV/0! | #DIV/0! | #DIV/0! | #DIV/0! | #DIV/0! | #DIV/0! | #DIV/0! | #DIV/0! | #DIV/0! | #DIV/0! | #DIV/0! | #DIV/0! | #DIV/0! | #DIV/0! | #DIV/0! | #DIV/0! | #DIV/0! | #DIV/0! | #DIV/0! | #DIV/0! | #DIV/0! | #DIV/0! | #DIV/0! | #DIV/0! | 0 | 0 | 0 | 0 | 0 | 0 | 0 | 0.05 | 0 | 0 | 0 | 0 | 0 | 0 | 0 | 0 | 0 | 0 | 0 | 0 | 0 | 0 | 0 | 0 | 0 | 0 | 0 | 0 | 0 | 0 | 0 | 0 | 0 | 0 | 0 | 0 | 0 | 0 | 0 | Slope | Slope | Slope | Slope | Slope | Slope | Slope | Slope | Slope | Slope | Slope | Slope | Slope | Slope | Slope | Slope | Slope | Slope | Slope | Slope | Slope | Slope | Slope | Slope | Slope | Slope | Slope | Slope | Slope | Slope | Slope |  | 1 | 1 | 1 | 1 | 1 | 1 | 1 | 1 | 1 | 1 | 1 | 1 | 1 | 1 | 1 | 1 | 1 | 1 | 1 | 1 | 1 | 1 | 1 | 1 | 1 | 1 | 1 | 1 | 1 | 1 | 1 | 0 | #N/A | #N/A | 0 | 0.66667 | 0.66667 | 0.65556 | 0.64444 | 0.63333 | 0.62222 | 0.61111 | 0.6 | 0.58889 | 0.57778 | 0.56667 | 0.55556 | 0.54444 | 0.53333 | 0.52222 | 0.51111 | 0.5 | 0.48889 | 0.47778 | 0.46667 | 0.45556 | 0.44444 | 0.43333 | 0.42222 | 0.41111 | 0.4 | 0.38889 | 0.37778 | 0.36667 | 0.35556 | 0.34444 | 0 | 0.66667 | 0 | 0 | Slope | NaN | 0 | 0 |  | 1 | 0 | 0 | 1 | 0 | 0 | Slope | 2 | NaN | 0 | 0 | 0 | 0 | 0 | 0
192 | 0:32 | [8 empty] | 0 | 0 | 0 | 0 | [13 empty] | #DIV/0! | #DIV/0! | #DIV/0! | #DIV/0! | #DIV/0! | #DIV/0! | #DIV/0! | #DIV/0! | #DIV/0! | #DIV/0! | #DIV/0! | #DIV/0! | #DIV/0! | #DIV/0! | #DIV/0! | #DIV/0! | #DIV/0! | #DIV/0! | #DIV/0! | #DIV/0! | #DIV/0! | #DIV/0! | #DIV/0! | #DIV/0! | #DIV/0! | #DIV/0! | #DIV/0! | #DIV/0! | #DIV/0! | #DIV/0! | #DIV/0! | 0 | 0 | 0 | 0 | 0 | 0 | 0 | 0.05 | 0 | 0 | 0 | 0 | 0 | 0 | 0 | 0 | 0 | 0 | 0 | 0 | 0 | 0 | 0 | 0 | 0 | 0 | 0 | 0 | 0 | 0 | 0 | 0 | 0 | 0 | 0 | 0 | 0 | 0 | 0 | Slope | Slope | Slope | Slope | Slope | Slope | Slope | Slope | Slope | Slope | Slope | Slope | Slope | Slope | Slope | Slope | Slope | Slope | Slope | Slope | Slope | Slope | Slope | Slope | Slope | Slope | Slope | Slope | Slope | Slope | Slope |  | 1 | 1 | 1 | 1 | 1 | 1 | 1 | 1 | 1 | 1 | 1 | 1 | 1 | 1 | 1 | 1 | 1 | 1 | 1 | 1 | 1 | 1 | 1 | 1 | 1 | 1 | 1 | 1 | 1 | 1 | 1 | 0 | #N/A | #N/A | 0 | 0.66667 | 0.66667 | 0.65556 | 0.64444 | 0.63333 | 0.62222 | 0.61111 | 0.6 | 0.58889 | 0.57778 | 0.56667 | 0.55556 | 0.54444 | 0.53333 | 0.52222 | 0.51111 | 0.5 | 0.48889 | 0.47778 | 0.46667 | 0.45556 | 0.44444 | 0.43333 | 0.42222 | 0.41111 | 0.4 | 0.38889 | 0.37778 | 0.36667 | 0.35556 | 0.34444 | 0 | 0.66667 | 0 | 0 | Slope | NaN | 0 | 0 |  | 1 | 0 | 0 | 1 | 0 | 0 | Slope | 2 | NaN | 0 | 0 | 0 | 0 | 0 | 0
193 | 0:32 | [8 empty] | 0 | 0 | 0 | 0 | [13 empty] | #DIV/0! | #DIV/0! | #DIV/0! | #DIV/0! | #DIV/0! | #DIV/0! | #DIV/0! | #DIV/0! | #DIV/0! | #DIV/0! | #DIV/0! | #DIV/0! | #DIV/0! | #DIV/0! | #DIV/0! | #DIV/0! | #DIV/0! | #DIV/0! | #DIV/0! | #DIV/0! | #DIV/0! | #DIV/0! | #DIV/0! | #DIV/0! | #DIV/0! | #DIV/0! | #DIV/0! | #DIV/0! | #DIV/0! | #DIV/0! | #DIV/0! | 0 | 0 | 0 | 0 | 0 | 0 | 0 | 0.05 | 0 | 0 | 0 | 0 | 0 | 0 | 0 | 0 | 0 | 0 | 0 | 0 | 0 | 0 | 0 | 0 | 0 | 0 | 0 | 0 | 0 | 0 | 0 | 0 | 0 | 0 | 0 | 0 | 0 | 0 | 0 | Slope | Slope | Slope | Slope | Slope | Slope | Slope | Slope | Slope | Slope | Slope | Slope | Slope | Slope | Slope | Slope | Slope | Slope | Slope | Slope | Slope | Slope | Slope | Slope | Slope | Slope | Slope | Slope | Slope | Slope | Slope |  | 1 | 1 | 1 | 1 | 1 | 1 | 1 | 1 | 1 | 1 | 1 | 1 | 1 | 1 | 1 | 1 | 1 | 1 | 1 | 1 | 1 | 1 | 1 | 1 | 1 | 1 | 1 | 1 | 1 | 1 | 1 | 0 | #N/A | #N/A | 0 | 0.66667 | 0.66667 | 0.65556 | 0.64444 | 0.63333 | 0.62222 | 0.61111 | 0.6 | 0.58889 | 0.57778 | 0.56667 | 0.55556 | 0.54444 | 0.53333 | 0.52222 | 0.51111 | 0.5 | 0.48889 | 0.47778 | 0.46667 | 0.45556 | 0.44444 | 0.43333 | 0.42222 | 0.41111 | 0.4 | 0.38889 | 0.37778 | 0.36667 | 0.35556 | 0.34444 | 0 | 0.66667 | 0 | 0 | Slope | NaN | 0 | 0 |  | 1 | 0 | 0 | 1 | 0 | 0 | Slope | 2 | NaN | 0 | 0 | 0 | 0 | 0 | 0
194 | 0:32 | [8 empty] | 0 | 0 | 0 | 0 | [13 empty] | #DIV/0! | #DIV/0! | #DIV/0! | #DIV/0! | #DIV/0! | #DIV/0! | #DIV/0! | #DIV/0! | #DIV/0! | #DIV/0! | #DIV/0! | #DIV/0! | #DIV/0! | #DIV/0! | #DIV/0! | #DIV/0! | #DIV/0! | #DIV/0! | #DIV/0! | #DIV/0! | #DIV/0! | #DIV/0! | #DIV/0! | #DIV/0! | #DIV/0! | #DIV/0! | #DIV/0! | #DIV/0! | #DIV/0! | #DIV/0! | #DIV/0! | 0 | 0 | 0 | 0 | 0 | 0 | 0 | 0.05 | 0 | 0 | 0 | 0 | 0 | 0 | 0 | 0 | 0 | 0 | 0 | 0 | 0 | 0 | 0 | 0 | 0 | 0 | 0 | 0 | 0 | 0 | 0 | 0 | 0 | 0 | 0 | 0 | 0 | 0 | 0 | Slope | Slope | Slope | Slope | Slope | Slope | Slope | Slope | Slope | Slope | Slope | Slope | Slope | Slope | Slope | Slope | Slope | Slope | Slope | Slope | Slope | Slope | Slope | Slope | Slope | Slope | Slope | Slope | Slope | Slope | Slope |  | 1 | 1 | 1 | 1 | 1 | 1 | 1 | 1 | 1 | 1 | 1 | 1 | 1 | 1 | 1 | 1 | 1 | 1 | 1 | 1 | 1 | 1 | 1 | 1 | 1 | 1 | 1 | 1 | 1 | 1 | 1 | 0 | #N/A | #N/A | 0 | 0.66667 | 0.66667 | 0.65556 | 0.64444 | 0.63333 | 0.62222 | 0.61111 | 0.6 | 0.58889 | 0.57778 | 0.56667 | 0.55556 | 0.54444 | 0.53333 | 0.52222 | 0.51111 | 0.5 | 0.48889 | 0.47778 | 0.46667 | 0.45556 | 0.44444 | 0.43333 | 0.42222 | 0.41111 | 0.4 | 0.38889 | 0.37778 | 0.36667 | 0.35556 | 0.34444 | 0 | 0.66667 | 0 | 0 | Slope | NaN | 0 | 0 |  | 1 | 0 | 0 | 1 | 0 | 0 | Slope | 2 | NaN | 0 | 0 | 0 | 0 | 0 | 0
195 | 0:32 | [8 empty] | 0 | 0 | 0 | 0 | [13 empty] | #DIV/0! | #DIV/0! | #DIV/0! | #DIV/0! | #DIV/0! | #DIV/0! | #DIV/0! | #DIV/0! | #DIV/0! | #DIV/0! | #DIV/0! | #DIV/0! | #DIV/0! | #DIV/0! | #DIV/0! | #DIV/0! | #DIV/0! | #DIV/0! | #DIV/0! | #DIV/0! | #DIV/0! | #DIV/0! | #DIV/0! | #DIV/0! | #DIV/0! | #DIV/0! | #DIV/0! | #DIV/0! | #DIV/0! | #DIV/0! | #DIV/0! | 0 | 0 | 0 | 0 | 0 | 0 | 0 | 0.05 | 0 | 0 | 0 | 0 | 0 | 0 | 0 | 0 | 0 | 0 | 0 | 0 | 0 | 0 | 0 | 0 | 0 | 0 | 0 | 0 | 0 | 0 | 0 | 0 | 0 | 0 | 0 | 0 | 0 | 0 | 0 | Slope | Slope | Slope | Slope | Slope | Slope | Slope | Slope | Slope | Slope | Slope | Slope | Slope | Slope | Slope | Slope | Slope | Slope | Slope | Slope | Slope | Slope | Slope | Slope | Slope | Slope | Slope | Slope | Slope | Slope | Slope |  | 1 | 1 | 1 | 1 | 1 | 1 | 1 | 1 | 1 | 1 | 1 | 1 | 1 | 1 | 1 | 1 | 1 | 1 | 1 | 1 | 1 | 1 | 1 | 1 | 1 | 1 | 1 | 1 | 1 | 1 | 1 | 0 | #N/A | #N/A | 0 | 0.66667 | 0.66667 | 0.65556 | 0.64444 | 0.63333 | 0.62222 | 0.61111 | 0.6 | 0.58889 | 0.57778 | 0.56667 | 0.55556 | 0.54444 | 0.53333 | 0.52222 | 0.51111 | 0.5 | 0.48889 | 0.47778 | 0.46667 | 0.45556 | 0.44444 | 0.43333 | 0.42222 | 0.41111 | 0.4 | 0.38889 | 0.37778 | 0.36667 | 0.35556 | 0.34444 | 0 | 0.66667 | 0 | 0 | Slope | NaN | 0 | 0 |  | 1 | 0 | 0 | 1 | 0 | 0 | Slope | 2 | NaN | 0 | 0 | 0 | 0 | 0 | 0
196 | 0:32 | [8 empty] | 0 | 0 | 0 | 0 | [13 empty] | #DIV/0! | #DIV/0! | #DIV/0! | #DIV/0! | #DIV/0! | #DIV/0! | #DIV/0! | #DIV/0! | #DIV/0! | #DIV/0! | #DIV/0! | #DIV/0! | #DIV/0! | #DIV/0! | #DIV/0! | #DIV/0! | #DIV/0! | #DIV/0! | #DIV/0! | #DIV/0! | #DIV/0! | #DIV/0! | #DIV/0! | #DIV/0! | #DIV/0! | #DIV/0! | #DIV/0! | #DIV/0! | #DIV/0! | #DIV/0! | #DIV/0! | 0 | 0 | 0 | 0 | 0 | 0 | 0 | 0.05 | 0 | 0 | 0 | 0 | 0 | 0 | 0 | 0 | 0 | 0 | 0 | 0 | 0 | 0 | 0 | 0 | 0 | 0 | 0 | 0 | 0 | 0 | 0 | 0 | 0 | 0 | 0 | 0 | 0 | 0 | 0 | Slope | Slope | Slope | Slope | Slope | Slope | Slope | Slope | Slope | Slope | Slope | Slope | Slope | Slope | Slope | Slope | Slope | Slope | Slope | Slope | Slope | Slope | Slope | Slope | Slope | Slope | Slope | Slope | Slope | Slope | Slope |  | 1 | 1 | 1 | 1 | 1 | 1 | 1 | 1 | 1 | 1 | 1 | 1 | 1 | 1 | 1 | 1 | 1 | 1 | 1 | 1 | 1 | 1 | 1 | 1 | 1 | 1 | 1 | 1 | 1 | 1 | 1 | 0 | #N/A | #N/A | 0 | 0.66667 | 0.66667 | 0.65556 | 0.64444 | 0.63333 | 0.62222 | 0.61111 | 0.6 | 0.58889 | 0.57778 | 0.56667 | 0.55556 | 0.54444 | 0.53333 | 0.52222 | 0.51111 | 0.5 | 0.48889 | 0.47778 | 0.46667 | 0.45556 | 0.44444 | 0.43333 | 0.42222 | 0.41111 | 0.4 | 0.38889 | 0.37778 | 0.36667 | 0.35556 | 0.34444 | 0 | 0.66667 | 0 | 0 | Slope | NaN | 0 | 0 |  | 1 | 0 | 0 | 1 | 0 | 0 | Slope | 2 | NaN | 0 | 0 | 0 | 0 | 0 | 0
197 | 0:33 | [8 empty] | 0 | 0 | 0 | 0 | [13 empty] | #DIV/0! | #DIV/0! | #DIV/0! | #DIV/0! | #DIV/0! | #DIV/0! | #DIV/0! | #DIV/0! | #DIV/0! | #DIV/0! | #DIV/0! | #DIV/0! | #DIV/0! | #DIV/0! | #DIV/0! | #DIV/0! | #DIV/0! | #DIV/0! | #DIV/0! | #DIV/0! | #DIV/0! | #DIV/0! | #DIV/0! | #DIV/0! | #DIV/0! | #DIV/0! | #DIV/0! | #DIV/0! | #DIV/0! | #DIV/0! | #DIV/0! | 0 | 0 | 0 | 0 | 0 | 0 | 0 | 0.05 | 0 | 0 | 0 | 0 | 0 | 0 | 0 | 0 | 0 | 0 | 0 | 0 | 0 | 0 | 0 | 0 | 0 | 0 | 0 | 0 | 0 | 0 | 0 | 0 | 0 | 0 | 0 | 0 | 0 | 0 | 0 | Slope | Slope | Slope | Slope | Slope | Slope | Slope | Slope | Slope | Slope | Slope | Slope | Slope | Slope | Slope | Slope | Slope | Slope | Slope | Slope | Slope | Slope | Slope | Slope | Slope | Slope | Slope | Slope | Slope | Slope | Slope |  | 1 | 1 | 1 | 1 | 1 | 1 | 1 | 1 | 1 | 1 | 1 | 1 | 1 | 1 | 1 | 1 | 1 | 1 | 1 | 1 | 1 | 1 | 1 | 1 | 1 | 1 | 1 | 1 | 1 | 1 | 1 | 0 | #N/A | #N/A | 0 | 0.66667 | 0.66667 | 0.65556 | 0.64444 | 0.63333 | 0.62222 | 0.61111 | 0.6 | 0.58889 | 0.57778 | 0.56667 | 0.55556 | 0.54444 | 0.53333 | 0.52222 | 0.51111 | 0.5 | 0.48889 | 0.47778 | 0.46667 | 0.45556 | 0.44444 | 0.43333 | 0.42222 | 0.41111 | 0.4 | 0.38889 | 0.37778 | 0.36667 | 0.35556 | 0.34444 | 0 | 0.66667 | 0 | 0 | Slope | NaN | 0 | 0 |  | 1 | 0 | 0 | 1 | 0 | 0 | Slope | 2 | NaN | 0 | 0 | 0 | 0 | 0 | 0
198 | 0:33 | [8 empty] | 0 | 0 | 0 | 0 | [13 empty] | #DIV/0! | #DIV/0! | #DIV/0! | #DIV/0! | #DIV/0! | #DIV/0! | #DIV/0! | #DIV/0! | #DIV/0! | #DIV/0! | #DIV/0! | #DIV/0! | #DIV/0! | #DIV/0! | #DIV/0! | #DIV/0! | #DIV/0! | #DIV/0! | #DIV/0! | #DIV/0! | #DIV/0! | #DIV/0! | #DIV/0! | #DIV/0! | #DIV/0! | #DIV/0! | #DIV/0! | #DIV/0! | #DIV/0! | #DIV/0! | #DIV/0! | 0 | 0 | 0 | 0 | 0 | 0 | 0 | 0.05 | 0 | 0 | 0 | 0 | 0 | 0 | 0 | 0 | 0 | 0 | 0 | 0 | 0 | 0 | 0 | 0 | 0 | 0 | 0 | 0 | 0 | 0 | 0 | 0 | 0 | 0 | 0 | 0 | 0 | 0 | 0 | Slope | Slope | Slope | Slope | Slope | Slope | Slope | Slope | Slope | Slope | Slope | Slope | Slope | Slope | Slope | Slope | Slope | Slope | Slope | Slope | Slope | Slope | Slope | Slope | Slope | Slope | Slope | Slope | Slope | Slope | Slope |  | 1 | 1 | 1 | 1 | 1 | 1 | 1 | 1 | 1 | 1 | 1 | 1 | 1 | 1 | 1 | 1 | 1 | 1 | 1 | 1 | 1 | 1 | 1 | 1 | 1 | 1 | 1 | 1 | 1 | 1 | 1 | 0 | #N/A | #N/A | 0 | 0.66667 | 0.66667 | 0.65556 | 0.64444 | 0.63333 | 0.62222 | 0.61111 | 0.6 | 0.58889 | 0.57778 | 0.56667 | 0.55556 | 0.54444 | 0.53333 | 0.52222 | 0.51111 | 0.5 | 0.48889 | 0.47778 | 0.46667 | 0.45556 | 0.44444 | 0.43333 | 0.42222 | 0.41111 | 0.4 | 0.38889 | 0.37778 | 0.36667 | 0.35556 | 0.34444 | 0 | 0.66667 | 0 | 0 | Slope | NaN | 0 | 0 |  | 1 | 0 | 0 | 1 | 0 | 0 | Slope | 2 | NaN | 0 | 0 | 0 | 0 | 0 | 0
199 | 0:33 | [8 empty] | 0 | 0 | 0 | 0 | [13 empty] | #DIV/0! | #DIV/0! | #DIV/0! | #DIV/0! | #DIV/0! | #DIV/0! | #DIV/0! | #DIV/0! | #DIV/0! | #DIV/0! | #DIV/0! | #DIV/0! | #DIV/0! | #DIV/0! | #DIV/0! | #DIV/0! | #DIV/0! | #DIV/0! | #DIV/0! | #DIV/0! | #DIV/0! | #DIV/0! | #DIV/0! | #DIV/0! | #DIV/0! | #DIV/0! | #DIV/0! | #DIV/0! | #DIV/0! | #DIV/0! | #DIV/0! | 0 | 0 | 0 | 0 | 0 | 0 | 0 | 0.05 | 0 | 0 | 0 | 0 | 0 | 0 | 0 | 0 | 0 | 0 | 0 | 0 | 0 | 0 | 0 | 0 | 0 | 0 | 0 | 0 | 0 | 0 | 0 | 0 | 0 | 0 | 0 | 0 | 0 | 0 | 0 | Slope | Slope | Slope | Slope | Slope | Slope | Slope | Slope | Slope | Slope | Slope | Slope | Slope | Slope | Slope | Slope | Slope | Slope | Slope | Slope | Slope | Slope | Slope | Slope | Slope | Slope | Slope | Slope | Slope | Slope | Slope |  | 1 | 1 | 1 | 1 | 1 | 1 | 1 | 1 | 1 | 1 | 1 | 1 | 1 | 1 | 1 | 1 | 1 | 1 | 1 | 1 | 1 | 1 | 1 | 1 | 1 | 1 | 1 | 1 | 1 | 1 | 1 | 0 | #N/A | #N/A | 0 | 0.66667 | 0.66667 | 0.65556 | 0.64444 | 0.63333 | 0.62222 | 0.61111 | 0.6 | 0.58889 | 0.57778 | 0.56667 | 0.55556 | 0.54444 | 0.53333 | 0.52222 | 0.51111 | 0.5 | 0.48889 | 0.47778 | 0.46667 | 0.45556 | 0.44444 | 0.43333 | 0.42222 | 0.41111 | 0.4 | 0.38889 | 0.37778 | 0.36667 | 0.35556 | 0.34444 | 0 | 0.66667 | 0 | 0 | Slope | NaN | 0 | 0 |  | 1 | 0 | 0 | 1 | 0 | 0 | Slope | 2 | NaN | 0 | 0 | 0 | 0 | 0 | 0
200 | 0:33 | [8 empty] | 0 | 0 | 0 | 0 | [13 empty] | #DIV/0! | #DIV/0! | #DIV/0! | #DIV/0! | #DIV/0! | #DIV/0! | #DIV/0! | #DIV/0! | #DIV/0! | #DIV/0! | #DIV/0! | #DIV/0! | #DIV/0! | #DIV/0! | #DIV/0! | #DIV/0! | #DIV/0! | #DIV/0! | #DIV/0! | #DIV/0! | #DIV/0! | #DIV/0! | #DIV/0! | #DIV/0! | #DIV/0! | #DIV/0! | #DIV/0! | #DIV/0! | #DIV/0! | #DIV/0! | #DIV/0! | 0 | 0 | 0 | 0 | 0 | 0 | 0 | 0.05 | 0 | 0 | 0 | 0 | 0 | 0 | 0 | 0 | 0 | 0 | 0 | 0 | 0 | 0 | 0 | 0 | 0 | 0 | 0 | 0 | 0 | 0 | 0 | 0 | 0 | 0 | 0 | 0 | 0 | 0 | 0 | Slope | Slope | Slope | Slope | Slope | Slope | Slope | Slope | Slope | Slope | Slope | Slope | Slope | Slope | Slope | Slope | Slope | Slope | Slope | Slope | Slope | Slope | Slope | Slope | Slope | Slope | Slope | Slope | Slope | Slope | Slope |  | 1 | 1 | 1 | 1 | 1 | 1 | 1 | 1 | 1 | 1 | 1 | 1 | 1 | 1 | 1 | 1 | 1 | 1 | 1 | 1 | 1 | 1 | 1 | 1 | 1 | 1 | 1 | 1 | 1 | 1 | 1 | 0 | #N/A | #N/A | 0 | 0.66667 | 0.66667 | 0.65556 | 0.64444 | 0.63333 | 0.62222 | 0.61111 | 0.6 | 0.58889 | 0.57778 | 0.56667 | 0.55556 | 0.54444 | 0.53333 | 0.52222 | 0.51111 | 0.5 | 0.48889 | 0.47778 | 0.46667 | 0.45556 | 0.44444 | 0.43333 | 0.42222 | 0.41111 | 0.4 | 0.38889 | 0.37778 | 0.36667 | 0.35556 | 0.34444 | 0 | 0.66667 | 0 | 0 | Slope | NaN | 0 | 0 |  | 1 | 0 | 0 | 1 | 0 | 0 | Slope | 2 | NaN | 0 | 0 | 0 | 0 | 0 | 0
201 | 0:33 | [8 empty] | 0 | 0 | 0 | 0 | [13 empty] | #DIV/0! | #DIV/0! | #DIV/0! | #DIV/0! | #DIV/0! | #DIV/0! | #DIV/0! | #DIV/0! | #DIV/0! | #DIV/0! | #DIV/0! | #DIV/0! | #DIV/0! | #DIV/0! | #DIV/0! | #DIV/0! | #DIV/0! | #DIV/0! | #DIV/0! | #DIV/0! | #DIV/0! | #DIV/0! | #DIV/0! | #DIV/0! | #DIV/0! | #DIV/0! | #DIV/0! | #DIV/0! | #DIV/0! | #DIV/0! | #DIV/0! | 0 | 0 | 0 | 0 | 0 | 0 | 0 | 0.05 | 0 | 0 | 0 | 0 | 0 | 0 | 0 | 0 | 0 | 0 | 0 | 0 | 0 | 0 | 0 | 0 | 0 | 0 | 0 | 0 | 0 | 0 | 0 | 0 | 0 | 0 | 0 | 0 | 0 | 0 | 0 | Slope | Slope | Slope | Slope | Slope | Slope | Slope | Slope | Slope | Slope | Slope | Slope | Slope | Slope | Slope | Slope | Slope | Slope | Slope | Slope | Slope | Slope | Slope | Slope | Slope | Slope | Slope | Slope | Slope | Slope | Slope |  | 1 | 1 | 1 | 1 | 1 | 1 | 1 | 1 | 1 | 1 | 1 | 1 | 1 | 1 | 1 | 1 | 1 | 1 | 1 | 1 | 1 | 1 | 1 | 1 | 1 | 1 | 1 | 1 | 1 | 1 | 1 | 0 | #N/A | #N/A | 0 | 0.66667 | 0.66667 | 0.65556 | 0.64444 | 0.63333 | 0.62222 | 0.61111 | 0.6 | 0.58889 | 0.57778 | 0.56667 | 0.55556 | 0.54444 | 0.53333 | 0.52222 | 0.51111 | 0.5 | 0.48889 | 0.47778 | 0.46667 | 0.45556 | 0.44444 | 0.43333 | 0.42222 | 0.41111 | 0.4 | 0.38889 | 0.37778 | 0.36667 | 0.35556 | 0.34444 | 0 | 0.66667 | 0 | 0 | Slope | NaN | 0 | 0 |  | 1 | 0 | 0 | 1 | 0 | 0 | Slope | 2 | NaN | 0 | 0 | 0 | 0 | 0 | 0
202 | 0:33 | [8 empty] | 0 | 0 | 0 | 0 | [13 empty] | #DIV/0! | #DIV/0! | #DIV/0! | #DIV/0! | #DIV/0! | #DIV/0! | #DIV/0! | #DIV/0! | #DIV/0! | #DIV/0! | #DIV/0! | #DIV/0! | #DIV/0! | #DIV/0! | #DIV/0! | #DIV/0! | #DIV/0! | #DIV/0! | #DIV/0! | #DIV/0! | #DIV/0! | #DIV/0! | #DIV/0! | #DIV/0! | #DIV/0! | #DIV/0! | #DIV/0! | #DIV/0! | #DIV/0! | #DIV/0! | #DIV/0! | 0 | 0 | 0 | 0 | 0 | 0 | 0 | 0.05 | 0 | 0 | 0 | 0 | 0 | 0 | 0 | 0 | 0 | 0 | 0 | 0 | 0 | 0 | 0 | 0 | 0 | 0 | 0 | 0 | 0 | 0 | 0 | 0 | 0 | 0 | 0 | 0 | 0 | 0 | 0 | Slope | Slope | Slope | Slope | Slope | Slope | Slope | Slope | Slope | Slope | Slope | Slope | Slope | Slope | Slope | Slope | Slope | Slope | Slope | Slope | Slope | Slope | Slope | Slope | Slope | Slope | Slope | Slope | Slope | Slope | Slope |  | 1 | 1 | 1 | 1 | 1 | 1 | 1 | 1 | 1 | 1 | 1 | 1 | 1 | 1 | 1 | 1 | 1 | 1 | 1 | 1 | 1 | 1 | 1 | 1 | 1 | 1 | 1 | 1 | 1 | 1 | 1 | 0 | #N/A | #N/A | 0 | 0.66667 | 0.66667 | 0.65556 | 0.64444 | 0.63333 | 0.62222 | 0.61111 | 0.6 | 0.58889 | 0.57778 | 0.56667 | 0.55556 | 0.54444 | 0.53333 | 0.52222 | 0.51111 | 0.5 | 0.48889 | 0.47778 | 0.46667 | 0.45556 | 0.44444 | 0.43333 | 0.42222 | 0.41111 | 0.4 | 0.38889 | 0.37778 | 0.36667 | 0.35556 | 0.34444 | 0 | 0.66667 | 0 | 0 | Slope | NaN | 0 | 0 |  | 1 | 0 | 0 | 1 | 0 | 0 | Slope | 2 | NaN | 0 | 0 | 0 | 0 | 0 | 0
203 | 0:34 | [8 empty] | 0 | 0 | 0 | 0 | [13 empty] | #DIV/0! | #DIV/0! | #DIV/0! | #DIV/0! | #DIV/0! | #DIV/0! | #DIV/0! | #DIV/0! | #DIV/0! | #DIV/0! | #DIV/0! | #DIV/0! | #DIV/0! | #DIV/0! | #DIV/0! | #DIV/0! | #DIV/0! | #DIV/0! | #DIV/0! | #DIV/0! | #DIV/0! | #DIV/0! | #DIV/0! | #DIV/0! | #DIV/0! | #DIV/0! | #DIV/0! | #DIV/0! | #DIV/0! | #DIV/0! | #DIV/0! | 0 | 0 | 0 | 0 | 0 | 0 | 0 | 0.05 | 0 | 0 | 0 | 0 | 0 | 0 | 0 | 0 | 0 | 0 | 0 | 0 | 0 | 0 | 0 | 0 | 0 | 0 | 0 | 0 | 0 | 0 | 0 | 0 | 0 | 0 | 0 | 0 | 0 | 0 | 0 | Slope | Slope | Slope | Slope | Slope | Slope | Slope | Slope | Slope | Slope | Slope | Slope | Slope | Slope | Slope | Slope | Slope | Slope | Slope | Slope | Slope | Slope | Slope | Slope | Slope | Slope | Slope | Slope | Slope | Slope | Slope |  | 1 | 1 | 1 | 1 | 1 | 1 | 1 | 1 | 1 | 1 | 1 | 1 | 1 | 1 | 1 | 1 | 1 | 1 | 1 | 1 | 1 | 1 | 1 | 1 | 1 | 1 | 1 | 1 | 1 | 1 | 1 | 0 | #N/A | #N/A | 0 | 0.66667 | 0.66667 | 0.65556 | 0.64444 | 0.63333 | 0.62222 | 0.61111 | 0.6 | 0.58889 | 0.57778 | 0.56667 | 0.55556 | 0.54444 | 0.53333 | 0.52222 | 0.51111 | 0.5 | 0.48889 | 0.47778 | 0.46667 | 0.45556 | 0.44444 | 0.43333 | 0.42222 | 0.41111 | 0.4 | 0.38889 | 0.37778 | 0.36667 | 0.35556 | 0.34444 | 0 | 0.66667 | 0 | 0 | Slope | NaN | 0 | 0 |  | 1 | 0 | 0 | 1 | 0 | 0 | Slope | 2 | NaN | 0 | 0 | 0 | 0 | 0 | 0
204 | 0:34 | [8 empty] | 0 | 0 | 0 | 0 | [13 empty] | #DIV/0! | #DIV/0! | #DIV/0! | #DIV/0! | #DIV/0! | #DIV/0! | #DIV/0! | #DIV/0! | #DIV/0! | #DIV/0! | #DIV/0! | #DIV/0! | #DIV/0! | #DIV/0! | #DIV/0! | #DIV/0! | #DIV/0! | #DIV/0! | #DIV/0! | #DIV/0! | #DIV/0! | #DIV/0! | #DIV/0! | #DIV/0! | #DIV/0! | #DIV/0! | #DIV/0! | #DIV/0! | #DIV/0! | #DIV/0! | #DIV/0! | 0 | 0 | 0 | 0 | 0 | 0 | 0 | 0.05 | 0 | 0 | 0 | 0 | 0 | 0 | 0 | 0 | 0 | 0 | 0 | 0 | 0 | 0 | 0 | 0 | 0 | 0 | 0 | 0 | 0 | 0 | 0 | 0 | 0 | 0 | 0 | 0 | 0 | 0 | 0 | Slope | Slope | Slope | Slope | Slope | Slope | Slope | Slope | Slope | Slope | Slope | Slope | Slope | Slope | Slope | Slope | Slope | Slope | Slope | Slope | Slope | Slope | Slope | Slope | Slope | Slope | Slope | Slope | Slope | Slope | Slope |  | 1 | 1 | 1 | 1 | 1 | 1 | 1 | 1 | 1 | 1 | 1 | 1 | 1 | 1 | 1 | 1 | 1 | 1 | 1 | 1 | 1 | 1 | 1 | 1 | 1 | 1 | 1 | 1 | 1 | 1 | 1 | 0 | #N/A | #N/A | 0 | 0.66667 | 0.66667 | 0.65556 | 0.64444 | 0.63333 | 0.62222 | 0.61111 | 0.6 | 0.58889 | 0.57778 | 0.56667 | 0.55556 | 0.54444 | 0.53333 | 0.52222 | 0.51111 | 0.5 | 0.48889 | 0.47778 | 0.46667 | 0.45556 | 0.44444 | 0.43333 | 0.42222 | 0.41111 | 0.4 | 0.38889 | 0.37778 | 0.36667 | 0.35556 | 0.34444 | 0 | 0.66667 | 0 | 0 | Slope | NaN | 0 | 0 |  | 1 | 0 | 0 | 1 | 0 | 0 | Slope | 2 | NaN | 0 | 0 | 0 | 0 | 0 | 0
205 | 0:34 | [8 empty] | 0 | 0 | 0 | 0 | [13 empty] | #DIV/0! | #DIV/0! | #DIV/0! | #DIV/0! | #DIV/0! | #DIV/0! | #DIV/0! | #DIV/0! | #DIV/0! | #DIV/0! | #DIV/0! | #DIV/0! | #DIV/0! | #DIV/0! | #DIV/0! | #DIV/0! | #DIV/0! | #DIV/0! | #DIV/0! | #DIV/0! | #DIV/0! | #DIV/0! | #DIV/0! | #DIV/0! | #DIV/0! | #DIV/0! | #DIV/0! | #DIV/0! | #DIV/0! | #DIV/0! | #DIV/0! | 0 | 0 | 0 | 0 | 0 | 0 | 0 | 0.05 | 0 | 0 | 0 | 0 | 0 | 0 | 0 | 0 | 0 | 0 | 0 | 0 | 0 | 0 | 0 | 0 | 0 | 0 | 0 | 0 | 0 | 0 | 0 | 0 | 0 | 0 | 0 | 0 | 0 | 0 | 0 | Slope | Slope | Slope | Slope | Slope | Slope | Slope | Slope | Slope | Slope | Slope | Slope | Slope | Slope | Slope | Slope | Slope | Slope | Slope | Slope | Slope | Slope | Slope | Slope | Slope | Slope | Slope | Slope | Slope | Slope | Slope |  | 1 | 1 | 1 | 1 | 1 | 1 | 1 | 1 | 1 | 1 | 1 | 1 | 1 | 1 | 1 | 1 | 1 | 1 | 1 | 1 | 1 | 1 | 1 | 1 | 1 | 1 | 1 | 1 | 1 | 1 | 1 | 0 | #N/A | #N/A | 0 | 0.66667 | 0.66667 | 0.65556 | 0.64444 | 0.63333 | 0.62222 | 0.61111 | 0.6 | 0.58889 | 0.57778 | 0.56667 | 0.55556 | 0.54444 | 0.53333 | 0.52222 | 0.51111 | 0.5 | 0.48889 | 0.47778 | 0.46667 | 0.45556 | 0.44444 | 0.43333 | 0.42222 | 0.41111 | 0.4 | 0.38889 | 0.37778 | 0.36667 | 0.35556 | 0.34444 | 0 | 0.66667 | 0 | 0 | Slope | NaN | 0 | 0 |  | 1 | 0 | 0 | 1 | 0 | 0 | Slope | 2 | NaN | 0 | 0 | 0 | 0 | 0 | 0
206 | 0:34 | [8 empty] | 0 | 0 | 0 | 0 | [13 empty] | #DIV/0! | #DIV/0! | #DIV/0! | #DIV/0! | #DIV/0! | #DIV/0! | #DIV/0! | #DIV/0! | #DIV/0! | #DIV/0! | #DIV/0! | #DIV/0! | #DIV/0! | #DIV/0! | #DIV/0! | #DIV/0! | #DIV/0! | #DIV/0! | #DIV/0! | #DIV/0! | #DIV/0! | #DIV/0! | #DIV/0! | #DIV/0! | #DIV/0! | #DIV/0! | #DIV/0! | #DIV/0! | #DIV/0! | #DIV/0! | #DIV/0! | 0 | 0 | 0 | 0 | 0 | 0 | 0 | 0.05 | 0 | 0 | 0 | 0 | 0 | 0 | 0 | 0 | 0 | 0 | 0 | 0 | 0 | 0 | 0 | 0 | 0 | 0 | 0 | 0 | 0 | 0 | 0 | 0 | 0 | 0 | 0 | 0 | 0 | 0 | 0 | Slope | Slope | Slope | Slope | Slope | Slope | Slope | Slope | Slope | Slope | Slope | Slope | Slope | Slope | Slope | Slope | Slope | Slope | Slope | Slope | Slope | Slope | Slope | Slope | Slope | Slope | Slope | Slope | Slope | Slope | Slope |  | 1 | 1 | 1 | 1 | 1 | 1 | 1 | 1 | 1 | 1 | 1 | 1 | 1 | 1 | 1 | 1 | 1 | 1 | 1 | 1 | 1 | 1 | 1 | 1 | 1 | 1 | 1 | 1 | 1 | 1 | 1 | 0 | #N/A | #N/A | 0 | 0.66667 | 0.66667 | 0.65556 | 0.64444 | 0.63333 | 0.62222 | 0.61111 | 0.6 | 0.58889 | 0.57778 | 0.56667 | 0.55556 | 0.54444 | 0.53333 | 0.52222 | 0.51111 | 0.5 | 0.48889 | 0.47778 | 0.46667 | 0.45556 | 0.44444 | 0.43333 | 0.42222 | 0.41111 | 0.4 | 0.38889 | 0.37778 | 0.36667 | 0.35556 | 0.34444 | 0 | 0.66667 | 0 | 0 | Slope | NaN | 0 | 0 |  | 1 | 0 | 0 | 1 | 0 | 0 | Slope | 2 | NaN | 0 | 0 | 0 | 0 | 0 | 0
207 | 0:34 | [8 empty] | 0 | 0 | 0 | 0 | [13 empty] | #DIV/0! | #DIV/0! | #DIV/0! | #DIV/0! | #DIV/0! | #DIV/0! | #DIV/0! | #DIV/0! | #DIV/0! | #DIV/0! | #DIV/0! | #DIV/0! | #DIV/0! | #DIV/0! | #DIV/0! | #DIV/0! | #DIV/0! | #DIV/0! | #DIV/0! | #DIV/0! | #DIV/0! | #DIV/0! | #DIV/0! | #DIV/0! | #DIV/0! | #DIV/0! | #DIV/0! | #DIV/0! | #DIV/0! | #DIV/0! | #DIV/0! | 0 | 0 | 0 | 0 | 0 | 0 | 0 | 0.05 | 0 | 0 | 0 | 0 | 0 | 0 | 0 | 0 | 0 | 0 | 0 | 0 | 0 | 0 | 0 | 0 | 0 | 0 | 0 | 0 | 0 | 0 | 0 | 0 | 0 | 0 | 0 | 0 | 0 | 0 | 0 | Slope | Slope | Slope | Slope | Slope | Slope | Slope | Slope | Slope | Slope | Slope | Slope | Slope | Slope | Slope | Slope | Slope | Slope | Slope | Slope | Slope | Slope | Slope | Slope | Slope | Slope | Slope | Slope | Slope | Slope | Slope |  | 1 | 1 | 1 | 1 | 1 | 1 | 1 | 1 | 1 | 1 | 1 | 1 | 1 | 1 | 1 | 1 | 1 | 1 | 1 | 1 | 1 | 1 | 1 | 1 | 1 | 1 | 1 | 1 | 1 | 1 | 1 | 0 | #N/A | #N/A | 0 | 0.66667 | 0.66667 | 0.65556 | 0.64444 | 0.63333 | 0.62222 | 0.61111 | 0.6 | 0.58889 | 0.57778 | 0.56667 | 0.55556 | 0.54444 | 0.53333 | 0.52222 | 0.51111 | 0.5 | 0.48889 | 0.47778 | 0.46667 | 0.45556 | 0.44444 | 0.43333 | 0.42222 | 0.41111 | 0.4 | 0.38889 | 0.37778 | 0.36667 | 0.35556 | 0.34444 | 0 | 0.66667 | 0 | 0 | Slope | NaN | 0 | 0 |  | 1 | 0 | 0 | 1 | 0 | 0 | Slope | 2 | NaN | 0 | 0 | 0 | 0 | 0 | 0
208 | 0:34 | [8 empty] | 0 | 0 | 0 | 0 | [13 empty] | #DIV/0! | #DIV/0! | #DIV/0! | #DIV/0! | #DIV/0! | #DIV/0! | #DIV/0! | #DIV/0! | #DIV/0! | #DIV/0! | #DIV/0! | #DIV/0! | #DIV/0! | #DIV/0! | #DIV/0! | #DIV/0! | #DIV/0! | #DIV/0! | #DIV/0! | #DIV/0! | #DIV/0! | #DIV/0! | #DIV/0! | #DIV/0! | #DIV/0! | #DIV/0! | #DIV/0! | #DIV/0! | #DIV/0! | #DIV/0! | #DIV/0! | 0 | 0 | 0 | 0 | 0 | 0 | 0 | 0.05 | 0 | 0 | 0 | 0 | 0 | 0 | 0 | 0 | 0 | 0 | 0 | 0 | 0 | 0 | 0 | 0 | 0 | 0 | 0 | 0 | 0 | 0 | 0 | 0 | 0 | 0 | 0 | 0 | 0 | 0 | 0 | Slope | Slope | Slope | Slope | Slope | Slope | Slope | Slope | Slope | Slope | Slope | Slope | Slope | Slope | Slope | Slope | Slope | Slope | Slope | Slope | Slope | Slope | Slope | Slope | Slope | Slope | Slope | Slope | Slope | Slope | Slope |  | 1 | 1 | 1 | 1 | 1 | 1 | 1 | 1 | 1 | 1 | 1 | 1 | 1 | 1 | 1 | 1 | 1 | 1 | 1 | 1 | 1 | 1 | 1 | 1 | 1 | 1 | 1 | 1 | 1 | 1 | 1 | 0 | #N/A | #N/A | 0 | 0.66667 | 0.66667 | 0.65556 | 0.64444 | 0.63333 | 0.62222 | 0.61111 | 0.6 | 0.58889 | 0.57778 | 0.56667 | 0.55556 | 0.54444 | 0.53333 | 0.52222 | 0.51111 | 0.5 | 0.48889 | 0.47778 | 0.46667 | 0.45556 | 0.44444 | 0.43333 | 0.42222 | 0.41111 | 0.4 | 0.38889 | 0.37778 | 0.36667 | 0.35556 | 0.34444 | 0 | 0.66667 | 0 | 0 | Slope | NaN | 0 | 0 |  | 1 | 0 | 0 | 1 | 0 | 0 | Slope | 2 | NaN | 0 | 0 | 0 | 0 | 0 | 0
209 | 0:35 | [8 empty] | 0 | 0 | 0 | 0 | [13 empty] | #DIV/0! | #DIV/0! | #DIV/0! | #DIV/0! | #DIV/0! | #DIV/0! | #DIV/0! | #DIV/0! | #DIV/0! | #DIV/0! | #DIV/0! | #DIV/0! | #DIV/0! | #DIV/0! | #DIV/0! | #DIV/0! | #DIV/0! | #DIV/0! | #DIV/0! | #DIV/0! | #DIV/0! | #DIV/0! | #DIV/0! | #DIV/0! | #DIV/0! | #DIV/0! | #DIV/0! | #DIV/0! | #DIV/0! | #DIV/0! | #DIV/0! | 0 | 0 | 0 | 0 | 0 | 0 | 0 | 0.05 | 0 | 0 | 0 | 0 | 0 | 0 | 0 | 0 | 0 | 0 | 0 | 0 | 0 | 0 | 0 | 0 | 0 | 0 | 0 | 0 | 0 | 0 | 0 | 0 | 0 | 0 | 0 | 0 | 0 | 0 | 0 | Slope | Slope | Slope | Slope | Slope | Slope | Slope | Slope | Slope | Slope | Slope | Slope | Slope | Slope | Slope | Slope | Slope | Slope | Slope | Slope | Slope | Slope | Slope | Slope | Slope | Slope | Slope | Slope | Slope | Slope | Slope |  | 1 | 1 | 1 | 1 | 1 | 1 | 1 | 1 | 1 | 1 | 1 | 1 | 1 | 1 | 1 | 1 | 1 | 1 | 1 | 1 | 1 | 1 | 1 | 1 | 1 | 1 | 1 | 1 | 1 | 1 | 1 | 0 | #N/A | #N/A | 0 | 0.66667 | 0.66667 | 0.65556 | 0.64444 | 0.63333 | 0.62222 | 0.61111 | 0.6 | 0.58889 | 0.57778 | 0.56667 | 0.55556 | 0.54444 | 0.53333 | 0.52222 | 0.51111 | 0.5 | 0.48889 | 0.47778 | 0.46667 | 0.45556 | 0.44444 | 0.43333 | 0.42222 | 0.41111 | 0.4 | 0.38889 | 0.37778 | 0.36667 | 0.35556 | 0.34444 | 0 | 0.66667 | 0 | 0 | Slope | NaN | 0 | 0 |  | 1 | 0 | 0 | 1 | 0 | 0 | Slope | 2 | NaN | 0 | 0 | 0 | 0 | 0 | 0
210 | 0:35 | [8 empty] | 0 | 0 | 0 | 0 | [13 empty] | #DIV/0! | #DIV/0! | #DIV/0! | #DIV/0! | #DIV/0! | #DIV/0! | #DIV/0! | #DIV/0! | #DIV/0! | #DIV/0! | #DIV/0! | #DIV/0! | #DIV/0! | #DIV/0! | #DIV/0! | #DIV/0! | #DIV/0! | #DIV/0! | #DIV/0! | #DIV/0! | #DIV/0! | #DIV/0! | #DIV/0! | #DIV/0! | #DIV/0! | #DIV/0! | #DIV/0! | #DIV/0! | #DIV/0! | #DIV/0! | #DIV/0! | 0 | 0 | 0 | 0 | 0 | 0 | 0 | 0.05 | 0 | 0 | 0 | 0 | 0 | 0 | 0 | 0 | 0 | 0 | 0 | 0 | 0 | 0 | 0 | 0 | 0 | 0 | 0 | 0 | 0 | 0 | 0 | 0 | 0 | 0 | 0 | 0 | 0 | 0 | 0 | Slope | Slope | Slope | Slope | Slope | Slope | Slope | Slope | Slope | Slope | Slope | Slope | Slope | Slope | Slope | Slope | Slope | Slope | Slope | Slope | Slope | Slope | Slope | Slope | Slope | Slope | Slope | Slope | Slope | Slope | Slope |  | 1 | 1 | 1 | 1 | 1 | 1 | 1 | 1 | 1 | 1 | 1 | 1 | 1 | 1 | 1 | 1 | 1 | 1 | 1 | 1 | 1 | 1 | 1 | 1 | 1 | 1 | 1 | 1 | 1 | 1 | 1 | 0 | #N/A | #N/A | 0 | 0.66667 | 0.66667 | 0.65556 | 0.64444 | 0.63333 | 0.62222 | 0.61111 | 0.6 | 0.58889 | 0.57778 | 0.56667 | 0.55556 | 0.54444 | 0.53333 | 0.52222 | 0.51111 | 0.5 | 0.48889 | 0.47778 | 0.46667 | 0.45556 | 0.44444 | 0.43333 | 0.42222 | 0.41111 | 0.4 | 0.38889 | 0.37778 | 0.36667 | 0.35556 | 0.34444 | 0 | 0.66667 | 0 | 0 | Slope | NaN | 0 | 0 |  | 1 | 0 | 0 | 1 | 0 | 0 | Slope | 2 | NaN | 0 | 0 | 0 | 0 | 0 | 0
211 | 0:35 | [8 empty] | 0 | 0 | 0 | 0 | [13 empty] | #DIV/0! | #DIV/0! | #DIV/0! | #DIV/0! | #DIV/0! | #DIV/0! | #DIV/0! | #DIV/0! | #DIV/0! | #DIV/0! | #DIV/0! | #DIV/0! | #DIV/0! | #DIV/0! | #DIV/0! | #DIV/0! | #DIV/0! | #DIV/0! | #DIV/0! | #DIV/0! | #DIV/0! | #DIV/0! | #DIV/0! | #DIV/0! | #DIV/0! | #DIV/0! | #DIV/0! | #DIV/0! | #DIV/0! | #DIV/0! | #DIV/0! | 0 | 0 | 0 | 0 | 0 | 0 | 0 | 0.05 | 0 | 0 | 0 | 0 | 0 | 0 | 0 | 0 | 0 | 0 | 0 | 0 | 0 | 0 | 0 | 0 | 0 | 0 | 0 | 0 | 0 | 0 | 0 | 0 | 0 | 0 | 0 | 0 | 0 | 0 | 0 | Slope | Slope | Slope | Slope | Slope | Slope | Slope | Slope | Slope | Slope | Slope | Slope | Slope | Slope | Slope | Slope | Slope | Slope | Slope | Slope | Slope | Slope | Slope | Slope | Slope | Slope | Slope | Slope | Slope | Slope | Slope |  | 1 | 1 | 1 | 1 | 1 | 1 | 1 | 1 | 1 | 1 | 1 | 1 | 1 | 1 | 1 | 1 | 1 | 1 | 1 | 1 | 1 | 1 | 1 | 1 | 1 | 1 | 1 | 1 | 1 | 1 | 1 | 0 | #N/A | #N/A | 0 | 0.66667 | 0.66667 | 0.65556 | 0.64444 | 0.63333 | 0.62222 | 0.61111 | 0.6 | 0.58889 | 0.57778 | 0.56667 | 0.55556 | 0.54444 | 0.53333 | 0.52222 | 0.51111 | 0.5 | 0.48889 | 0.47778 | 0.46667 | 0.45556 | 0.44444 | 0.43333 | 0.42222 | 0.41111 | 0.4 | 0.38889 | 0.37778 | 0.36667 | 0.35556 | 0.34444 | 0 | 0.66667 | 0 | 0 | Slope | NaN | 0 | 0 |  | 1 | 0 | 0 | 1 | 0 | 0 | Slope | 2 | NaN | 0 | 0 | 0 | 0 | 0 | 0
212 | 0:35 | [8 empty] | 0 | 0 | 0 | 0 | [13 empty] | #DIV/0! | #DIV/0! | #DIV/0! | #DIV/0! | #DIV/0! | #DIV/0! | #DIV/0! | #DIV/0! | #DIV/0! | #DIV/0! | #DIV/0! | #DIV/0! | #DIV/0! | #DIV/0! | #DIV/0! | #DIV/0! | #DIV/0! | #DIV/0! | #DIV/0! | #DIV/0! | #DIV/0! | #DIV/0! | #DIV/0! | #DIV/0! | #DIV/0! | #DIV/0! | #DIV/0! | #DIV/0! | #DIV/0! | #DIV/0! | #DIV/0! | 0 | 0 | 0 | 0 | 0 | 0 | 0 | 0.05 | 0 | 0 | 0 | 0 | 0 | 0 | 0 | 0 | 0 | 0 | 0 | 0 | 0 | 0 | 0 | 0 | 0 | 0 | 0 | 0 | 0 | 0 | 0 | 0 | 0 | 0 | 0 | 0 | 0 | 0 | 0 | Slope | Slope | Slope | Slope | Slope | Slope | Slope | Slope | Slope | Slope | Slope | Slope | Slope | Slope | Slope | Slope | Slope | Slope | Slope | Slope | Slope | Slope | Slope | Slope | Slope | Slope | Slope | Slope | Slope | Slope | Slope |  | 1 | 1 | 1 | 1 | 1 | 1 | 1 | 1 | 1 | 1 | 1 | 1 | 1 | 1 | 1 | 1 | 1 | 1 | 1 | 1 | 1 | 1 | 1 | 1 | 1 | 1 | 1 | 1 | 1 | 1 | 1 | 0 | #N/A | #N/A | 0 | 0.66667 | 0.66667 | 0.65556 | 0.64444 | 0.63333 | 0.62222 | 0.61111 | 0.6 | 0.58889 | 0.57778 | 0.56667 | 0.55556 | 0.54444 | 0.53333 | 0.52222 | 0.51111 | 0.5 | 0.48889 | 0.47778 | 0.46667 | 0.45556 | 0.44444 | 0.43333 | 0.42222 | 0.41111 | 0.4 | 0.38889 | 0.37778 | 0.36667 | 0.35556 | 0.34444 | 0 | 0.66667 | 0 | 0 | Slope | NaN | 0 | 0 |  | 1 | 0 | 0 | 1 | 0 | 0 | Slope | 2 | NaN | 0 | 0 | 0 | 0 | 0 | 0
213 | 0:35 | [8 empty] | 0 | 0 | 0 | 0 | [13 empty] | #DIV/0! | #DIV/0! | #DIV/0! | #DIV/0! | #DIV/0! | #DIV/0! | #DIV/0! | #DIV/0! | #DIV/0! | #DIV/0! | #DIV/0! | #DIV/0! | #DIV/0! | #DIV/0! | #DIV/0! | #DIV/0! | #DIV/0! | #DIV/0! | #DIV/0! | #DIV/0! | #DIV/0! | #DIV/0! | #DIV/0! | #DIV/0! | #DIV/0! | #DIV/0! | #DIV/0! | #DIV/0! | #DIV/0! | #DIV/0! | #DIV/0! | 0 | 0 | 0 | 0 | 0 | 0 | 0 | 0.05 | 0 | 0 | 0 | 0 | 0 | 0 | 0 | 0 | 0 | 0 | 0 | 0 | 0 | 0 | 0 | 0 | 0 | 0 | 0 | 0 | 0 | 0 | 0 | 0 | 0 | 0 | 0 | 0 | 0 | 0 | 0 | Slope | Slope | Slope | Slope | Slope | Slope | Slope | Slope | Slope | Slope | Slope | Slope | Slope | Slope | Slope | Slope | Slope | Slope | Slope | Slope | Slope | Slope | Slope | Slope | Slope | Slope | Slope | Slope | Slope | Slope | Slope |  | 1 | 1 | 1 | 1 | 1 | 1 | 1 | 1 | 1 | 1 | 1 | 1 | 1 | 1 | 1 | 1 | 1 | 1 | 1 | 1 | 1 | 1 | 1 | 1 | 1 | 1 | 1 | 1 | 1 | 1 | 1 | 0 | #N/A | #N/A | 0 | 0.66667 | 0.66667 | 0.65556 | 0.64444 | 0.63333 | 0.62222 | 0.61111 | 0.6 | 0.58889 | 0.57778 | 0.56667 | 0.55556 | 0.54444 | 0.53333 | 0.52222 | 0.51111 | 0.5 | 0.48889 | 0.47778 | 0.46667 | 0.45556 | 0.44444 | 0.43333 | 0.42222 | 0.41111 | 0.4 | 0.38889 | 0.37778 | 0.36667 | 0.35556 | 0.34444 | 0 | 0.66667 | 0 | 0 | Slope | NaN | 0 | 0 |  | 1 | 0 | 0 | 1 | 0 | 0 | Slope | 2 | NaN | 0 | 0 | 0 | 0 | 0 | 0
214 | 0:35 | [8 empty] | 0 | 0 | 0 | 0 | [13 empty] | #DIV/0! | #DIV/0! | #DIV/0! | #DIV/0! | #DIV/0! | #DIV/0! | #DIV/0! | #DIV/0! | #DIV/0! | #DIV/0! | #DIV/0! | #DIV/0! | #DIV/0! | #DIV/0! | #DIV/0! | #DIV/0! | #DIV/0! | #DIV/0! | #DIV/0! | #DIV/0! | #DIV/0! | #DIV/0! | #DIV/0! | #DIV/0! | #DIV/0! | #DIV/0! | #DIV/0! | #DIV/0! | #DIV/0! | #DIV/0! | #DIV/0! | 0 | 0 | 0 | 0 | 0 | 0 | 0 | 0.05 | 0 | 0 | 0 | 0 | 0 | 0 | 0 | 0 | 0 | 0 | 0 | 0 | 0 | 0 | 0 | 0 | 0 | 0 | 0 | 0 | 0 | 0 | 0 | 0 | 0 | 0 | 0 | 0 | 0 | 0 | 0 | Slope | Slope | Slope | Slope | Slope | Slope | Slope | Slope | Slope | Slope | Slope | Slope | Slope | Slope | Slope | Slope | Slope | Slope | Slope | Slope | Slope | Slope | Slope | Slope | Slope | Slope | Slope | Slope | Slope | Slope | Slope |  | 1 | 1 | 1 | 1 | 1 | 1 | 1 | 1 | 1 | 1 | 1 | 1 | 1 | 1 | 1 | 1 | 1 | 1 | 1 | 1 | 1 | 1 | 1 | 1 | 1 | 1 | 1 | 1 | 1 | 1 | 1 | 0 | #N/A | #N/A | 0 | 0.66667 | 0.66667 | 0.65556 | 0.64444 | 0.63333 | 0.62222 | 0.61111 | 0.6 | 0.58889 | 0.57778 | 0.56667 | 0.55556 | 0.54444 | 0.53333 | 0.52222 | 0.51111 | 0.5 | 0.48889 | 0.47778 | 0.46667 | 0.45556 | 0.44444 | 0.43333 | 0.42222 | 0.41111 | 0.4 | 0.38889 | 0.37778 | 0.36667 | 0.35556 | 0.34444 | 0 | 0.66667 | 0 | 0 | Slope | NaN | 0 | 0 |  | 1 | 0 | 0 | 1 | 0 | 0 | Slope | 2 | NaN | 0 | 0 | 0 | 0 | 0 | 0
215 | 0:36 | [8 empty] | 0 | 0 | 0 | 0 | [13 empty] | #DIV/0! | #DIV/0! | #DIV/0! | #DIV/0! | #DIV/0! | #DIV/0! | #DIV/0! | #DIV/0! | #DIV/0! | #DIV/0! | #DIV/0! | #DIV/0! | #DIV/0! | #DIV/0! | #DIV/0! | #DIV/0! | #DIV/0! | #DIV/0! | #DIV/0! | #DIV/0! | #DIV/0! | #DIV/0! | #DIV/0! | #DIV/0! | #DIV/0! | #DIV/0! | #DIV/0! | #DIV/0! | #DIV/0! | #DIV/0! | #DIV/0! | 0 | 0 | 0 | 0 | 0 | 0 | 0 | 0.05 | 0 | 0 | 0 | 0 | 0 | 0 | 0 | 0 | 0 | 0 | 0 | 0 | 0 | 0 | 0 | 0 | 0 | 0 | 0 | 0 | 0 | 0 | 0 | 0 | 0 | 0 | 0 | 0 | 0 | 0 | 0 | Slope | Slope | Slope | Slope | Slope | Slope | Slope | Slope | Slope | Slope | Slope | Slope | Slope | Slope | Slope | Slope | Slope | Slope | Slope | Slope | Slope | Slope | Slope | Slope | Slope | Slope | Slope | Slope | Slope | Slope | Slope |  | 1 | 1 | 1 | 1 | 1 | 1 | 1 | 1 | 1 | 1 | 1 | 1 | 1 | 1 | 1 | 1 | 1 | 1 | 1 | 1 | 1 | 1 | 1 | 1 | 1 | 1 | 1 | 1 | 1 | 1 | 1 | 0 | #N/A | #N/A | 0 | 0.66667 | 0.66667 | 0.65556 | 0.64444 | 0.63333 | 0.62222 | 0.61111 | 0.6 | 0.58889 | 0.57778 | 0.56667 | 0.55556 | 0.54444 | 0.53333 | 0.52222 | 0.51111 | 0.5 | 0.48889 | 0.47778 | 0.46667 | 0.45556 | 0.44444 | 0.43333 | 0.42222 | 0.41111 | 0.4 | 0.38889 | 0.37778 | 0.36667 | 0.35556 | 0.34444 | 0 | 0.66667 | 0 | 0 | Slope | NaN | 0 | 0 |  | 1 | 0 | 0 | 1 | 0 | 0 | Slope | 2 | NaN | 0 | 0 | 0 | 0 | 0 | 0
216 | 0:36 | [8 empty] | 0 | 0 | 0 | 0 | [13 empty] | #DIV/0! | #DIV/0! | #DIV/0! | #DIV/0! | #DIV/0! | #DIV/0! | #DIV/0! | #DIV/0! | #DIV/0! | #DIV/0! | #DIV/0! | #DIV/0! | #DIV/0! | #DIV/0! | #DIV/0! | #DIV/0! | #DIV/0! | #DIV/0! | #DIV/0! | #DIV/0! | #DIV/0! | #DIV/0! | #DIV/0! | #DIV/0! | #DIV/0! | #DIV/0! | #DIV/0! | #DIV/0! | #DIV/0! | #DIV/0! | #DIV/0! | 0 | 0 | 0 | 0 | 0 | 0 | 0 | 0.05 | 0 | 0 | 0 | 0 | 0 | 0 | 0 | 0 | 0 | 0 | 0 | 0 | 0 | 0 | 0 | 0 | 0 | 0 | 0 | 0 | 0 | 0 | 0 | 0 | 0 | 0 | 0 | 0 | 0 | 0 | 0 | Slope | Slope | Slope | Slope | Slope | Slope | Slope | Slope | Slope | Slope | Slope | Slope | Slope | Slope | Slope | Slope | Slope | Slope | Slope | Slope | Slope | Slope | Slope | Slope | Slope | Slope | Slope | Slope | Slope | Slope | Slope |  | 1 | 1 | 1 | 1 | 1 | 1 | 1 | 1 | 1 | 1 | 1 | 1 | 1 | 1 | 1 | 1 | 1 | 1 | 1 | 1 | 1 | 1 | 1 | 1 | 1 | 1 | 1 | 1 | 1 | 1 | 1 | 0 | #N/A | #N/A | 0 | 0.66667 | 0.66667 | 0.65556 | 0.64444 | 0.63333 | 0.62222 | 0.61111 | 0.6 | 0.58889 | 0.57778 | 0.56667 | 0.55556 | 0.54444 | 0.53333 | 0.52222 | 0.51111 | 0.5 | 0.48889 | 0.47778 | 0.46667 | 0.45556 | 0.44444 | 0.43333 | 0.42222 | 0.41111 | 0.4 | 0.38889 | 0.37778 | 0.36667 | 0.35556 | 0.34444 | 0 | 0.66667 | 0 | 0 | Slope | NaN | 0 | 0 |  | 1 | 0 | 0 | 1 | 0 | 0 | Slope | 2 | NaN | 0 | 0 | 0 | 0 | 0 | 0
217 | 0:36 | [8 empty] | 0 | 0 | 0 | 0 | [13 empty] | #DIV/0! | #DIV/0! | #DIV/0! | #DIV/0! | #DIV/0! | #DIV/0! | #DIV/0! | #DIV/0! | #DIV/0! | #DIV/0! | #DIV/0! | #DIV/0! | #DIV/0! | #DIV/0! | #DIV/0! | #DIV/0! | #DIV/0! | #DIV/0! | #DIV/0! | #DIV/0! | #DIV/0! | #DIV/0! | #DIV/0! | #DIV/0! | #DIV/0! | #DIV/0! | #DIV/0! | #DIV/0! | #DIV/0! | #DIV/0! | #DIV/0! | 0 | 0 | 0 | 0 | 0 | 0 | 0 | 0.05 | 0 | 0 | 0 | 0 | 0 | 0 | 0 | 0 | 0 | 0 | 0 | 0 | 0 | 0 | 0 | 0 | 0 | 0 | 0 | 0 | 0 | 0 | 0 | 0 | 0 | 0 | 0 | 0 | 0 | 0 | 0 | Slope | Slope | Slope | Slope | Slope | Slope | Slope | Slope | Slope | Slope | Slope | Slope | Slope | Slope | Slope | Slope | Slope | Slope | Slope | Slope | Slope | Slope | Slope | Slope | Slope | Slope | Slope | Slope | Slope | Slope | Slope |  | 1 | 1 | 1 | 1 | 1 | 1 | 1 | 1 | 1 | 1 | 1 | 1 | 1 | 1 | 1 | 1 | 1 | 1 | 1 | 1 | 1 | 1 | 1 | 1 | 1 | 1 | 1 | 1 | 1 | 1 | 1 | 0 | #N/A | #N/A | 0 | 0.66667 | 0.66667 | 0.65556 | 0.64444 | 0.63333 | 0.62222 | 0.61111 | 0.6 | 0.58889 | 0.57778 | 0.56667 | 0.55556 | 0.54444 | 0.53333 | 0.52222 | 0.51111 | 0.5 | 0.48889 | 0.47778 | 0.46667 | 0.45556 | 0.44444 | 0.43333 | 0.42222 | 0.41111 | 0.4 | 0.38889 | 0.37778 | 0.36667 | 0.35556 | 0.34444 | 0 | 0.66667 | 0 | 0 | Slope | NaN | 0 | 0 |  | 1 | 0 | 0 | 1 | 0 | 0 | Slope | 2 | NaN | 0 | 0 | 0 | 0 | 0 | 0
218 | 0:36 | [8 empty] | 0 | 0 | 0 | 0 | [13 empty] | #DIV/0! | #DIV/0! | #DIV/0! | #DIV/0! | #DIV/0! | #DIV/0! | #DIV/0! | #DIV/0! | #DIV/0! | #DIV/0! | #DIV/0! | #DIV/0! | #DIV/0! | #DIV/0! | #DIV/0! | #DIV/0! | #DIV/0! | #DIV/0! | #DIV/0! | #DIV/0! | #DIV/0! | #DIV/0! | #DIV/0! | #DIV/0! | #DIV/0! | #DIV/0! | #DIV/0! | #DIV/0! | #DIV/0! | #DIV/0! | #DIV/0! | 0 | 0 | 0 | 0 | 0 | 0 | 0 | 0.05 | 0 | 0 | 0 | 0 | 0 | 0 | 0 | 0 | 0 | 0 | 0 | 0 | 0 | 0 | 0 | 0 | 0 | 0 | 0 | 0 | 0 | 0 | 0 | 0 | 0 | 0 | 0 | 0 | 0 | 0 | 0 | Slope | Slope | Slope | Slope | Slope | Slope | Slope | Slope | Slope | Slope | Slope | Slope | Slope | Slope | Slope | Slope | Slope | Slope | Slope | Slope | Slope | Slope | Slope | Slope | Slope | Slope | Slope | Slope | Slope | Slope | Slope |  | 1 | 1 | 1 | 1 | 1 | 1 | 1 | 1 | 1 | 1 | 1 | 1 | 1 | 1 | 1 | 1 | 1 | 1 | 1 | 1 | 1 | 1 | 1 | 1 | 1 | 1 | 1 | 1 | 1 | 1 | 1 | 0 | #N/A | #N/A | 0 | 0.66667 | 0.66667 | 0.65556 | 0.64444 | 0.63333 | 0.62222 | 0.61111 | 0.6 | 0.58889 | 0.57778 | 0.56667 | 0.55556 | 0.54444 | 0.53333 | 0.52222 | 0.51111 | 0.5 | 0.48889 | 0.47778 | 0.46667 | 0.45556 | 0.44444 | 0.43333 | 0.42222 | 0.41111 | 0.4 | 0.38889 | 0.37778 | 0.36667 | 0.35556 | 0.34444 | 0 | 0.66667 | 0 | 0 | Slope | NaN | 0 | 0 |  | 1 | 0 | 0 | 1 | 0 | 0 | Slope | 2 | NaN | 0 | 0 | 0 | 0 | 0 | 0
219 | 0:36 | [8 empty] | 0 | 0 | 0 | 0 | [13 empty] | #DIV/0! | #DIV/0! | #DIV/0! | #DIV/0! | #DIV/0! | #DIV/0! | #DIV/0! | #DIV/0! | #DIV/0! | #DIV/0! | #DIV/0! | #DIV/0! | #DIV/0! | #DIV/0! | #DIV/0! | #DIV/0! | #DIV/0! | #DIV/0! | #DIV/0! | #DIV/0! | #DIV/0! | #DIV/0! | #DIV/0! | #DIV/0! | #DIV/0! | #DIV/0! | #DIV/0! | #DIV/0! | #DIV/0! | #DIV/0! | #DIV/0! | 0 | 0 | 0 | 0 | 0 | 0 | 0 | 0.05 | 0 | 0 | 0 | 0 | 0 | 0 | 0 | 0 | 0 | 0 | 0 | 0 | 0 | 0 | 0 | 0 | 0 | 0 | 0 | 0 | 0 | 0 | 0 | 0 | 0 | 0 | 0 | 0 | 0 | 0 | 0 | Slope | Slope | Slope | Slope | Slope | Slope | Slope | Slope | Slope | Slope | Slope | Slope | Slope | Slope | Slope | Slope | Slope | Slope | Slope | Slope | Slope | Slope | Slope | Slope | Slope | Slope | Slope | Slope | Slope | Slope | Slope |  | 1 | 1 | 1 | 1 | 1 | 1 | 1 | 1 | 1 | 1 | 1 | 1 | 1 | 1 | 1 | 1 | 1 | 1 | 1 | 1 | 1 | 1 | 1 | 1 | 1 | 1 | 1 | 1 | 1 | 1 | 1 | 0 | #N/A | #N/A | 0 | 0.66667 | 0.66667 | 0.65556 | 0.64444 | 0.63333 | 0.62222 | 0.61111 | 0.6 | 0.58889 | 0.57778 | 0.56667 | 0.55556 | 0.54444 | 0.53333 | 0.52222 | 0.51111 | 0.5 | 0.48889 | 0.47778 | 0.46667 | 0.45556 | 0.44444 | 0.43333 | 0.42222 | 0.41111 | 0.4 | 0.38889 | 0.37778 | 0.36667 | 0.35556 | 0.34444 | 0 | 0.66667 | 0 | 0 | Slope | NaN | 0 | 0 |  | 1 | 0 | 0 | 1 | 0 | 0 | Slope | 2 | NaN | 0 | 0 | 0 | 0 | 0 | 0
220 | 0:36 | [8 empty] | 0 | 0 | 0 | 0 | [13 empty] | #DIV/0! | #DIV/0! | #DIV/0! | #DIV/0! | #DIV/0! | #DIV/0! | #DIV/0! | #DIV/0! | #DIV/0! | #DIV/0! | #DIV/0! | #DIV/0! | #DIV/0! | #DIV/0! | #DIV/0! | #DIV/0! | #DIV/0! | #DIV/0! | #DIV/0! | #DIV/0! | #DIV/0! | #DIV/0! | #DIV/0! | #DIV/0! | #DIV/0! | #DIV/0! | #DIV/0! | #DIV/0! | #DIV/0! | #DIV/0! | #DIV/0! | 0 | 0 | 0 | 0 | 0 | 0 | 0 | 0.05 | 0 | 0 | 0 | 0 | 0 | 0 | 0 | 0 | 0 | 0 | 0 | 0 | 0 | 0 | 0 | 0 | 0 | 0 | 0 | 0 | 0 | 0 | 0 | 0 | 0 | 0 | 0 | 0 | 0 | 0 | 0 | Slope | Slope | Slope | Slope | Slope | Slope | Slope | Slope | Slope | Slope | Slope | Slope | Slope | Slope | Slope | Slope | Slope | Slope | Slope | Slope | Slope | Slope | Slope | Slope | Slope | Slope | Slope | Slope | Slope | Slope | Slope |  | 1 | 1 | 1 | 1 | 1 | 1 | 1 | 1 | 1 | 1 | 1 | 1 | 1 | 1 | 1 | 1 | 1 | 1 | 1 | 1 | 1 | 1 | 1 | 1 | 1 | 1 | 1 | 1 | 1 | 1 | 1 | 0 | #N/A | #N/A | 0 | 0.66667 | 0.66667 | 0.65556 | 0.64444 | 0.63333 | 0.62222 | 0.61111 | 0.6 | 0.58889 | 0.57778 | 0.56667 | 0.55556 | 0.54444 | 0.53333 | 0.52222 | 0.51111 | 0.5 | 0.48889 | 0.47778 | 0.46667 | 0.45556 | 0.44444 | 0.43333 | 0.42222 | 0.41111 | 0.4 | 0.38889 | 0.37778 | 0.36667 | 0.35556 | 0.34444 | 0 | 0.66667 | 0 | 0 | Slope | NaN | 0 | 0 |  | 1 | 0 | 0 | 1 | 0 | 0 | Slope | 2 | NaN | 0 | 0 | 0 | 0 | 0 | 0
221 | 0:37 | [8 empty] | 0 | 0 | 0 | 0 | [13 empty] | #DIV/0! | #DIV/0! | #DIV/0! | #DIV/0! | #DIV/0! | #DIV/0! | #DIV/0! | #DIV/0! | #DIV/0! | #DIV/0! | #DIV/0! | #DIV/0! | #DIV/0! | #DIV/0! | #DIV/0! | #DIV/0! | #DIV/0! | #DIV/0! | #DIV/0! | #DIV/0! | #DIV/0! | #DIV/0! | #DIV/0! | #DIV/0! | #DIV/0! | #DIV/0! | #DIV/0! | #DIV/0! | #DIV/0! | #DIV/0! | #DIV/0! | 0 | 0 | 0 | 0 | 0 | 0 | 0 | 0.05 | 0 | 0 | 0 | 0 | 0 | 0 | 0 | 0 | 0 | 0 | 0 | 0 | 0 | 0 | 0 | 0 | 0 | 0 | 0 | 0 | 0 | 0 | 0 | 0 | 0 | 0 | 0 | 0 | 0 | 0 | 0 | Slope | Slope | Slope | Slope | Slope | Slope | Slope | Slope | Slope | Slope | Slope | Slope | Slope | Slope | Slope | Slope | Slope | Slope | Slope | Slope | Slope | Slope | Slope | Slope | Slope | Slope | Slope | Slope | Slope | Slope | Slope |  | 1 | 1 | 1 | 1 | 1 | 1 | 1 | 1 | 1 | 1 | 1 | 1 | 1 | 1 | 1 | 1 | 1 | 1 | 1 | 1 | 1 | 1 | 1 | 1 | 1 | 1 | 1 | 1 | 1 | 1 | 1 | 0 | #N/A | #N/A | 0 | 0.66667 | 0.66667 | 0.65556 | 0.64444 | 0.63333 | 0.62222 | 0.61111 | 0.6 | 0.58889 | 0.57778 | 0.56667 | 0.55556 | 0.54444 | 0.53333 | 0.52222 | 0.51111 | 0.5 | 0.48889 | 0.47778 | 0.46667 | 0.45556 | 0.44444 | 0.43333 | 0.42222 | 0.41111 | 0.4 | 0.38889 | 0.37778 | 0.36667 | 0.35556 | 0.34444 | 0 | 0.66667 | 0 | 0 | Slope | NaN | 0 | 0 |  | 1 | 0 | 0 | 1 | 0 | 0 | Slope | 2 | NaN | 0 | 0 | 0 | 0 | 0 | 0
222 | 0:37 | [8 empty] | 0 | 0 | 0 | 0 | [13 empty] | #DIV/0! | #DIV/0! | #DIV/0! | #DIV/0! | #DIV/0! | #DIV/0! | #DIV/0! | #DIV/0! | #DIV/0! | #DIV/0! | #DIV/0! | #DIV/0! | #DIV/0! | #DIV/0! | #DIV/0! | #DIV/0! | #DIV/0! | #DIV/0! | #DIV/0! | #DIV/0! | #DIV/0! | #DIV/0! | #DIV/0! | #DIV/0! | #DIV/0! | #DIV/0! | #DIV/0! | #DIV/0! | #DIV/0! | #DIV/0! | #DIV/0! | 0 | 0 | 0 | 0 | 0 | 0 | 0 | 0.05 | 0 | 0 | 0 | 0 | 0 | 0 | 0 | 0 | 0 | 0 | 0 | 0 | 0 | 0 | 0 | 0 | 0 | 0 | 0 | 0 | 0 | 0 | 0 | 0 | 0 | 0 | 0 | 0 | 0 | 0 | 0 | Slope | Slope | Slope | Slope | Slope | Slope | Slope | Slope | Slope | Slope | Slope | Slope | Slope | Slope | Slope | Slope | Slope | Slope | Slope | Slope | Slope | Slope | Slope | Slope | Slope | Slope | Slope | Slope | Slope | Slope | Slope |  | 1 | 1 | 1 | 1 | 1 | 1 | 1 | 1 | 1 | 1 | 1 | 1 | 1 | 1 | 1 | 1 | 1 | 1 | 1 | 1 | 1 | 1 | 1 | 1 | 1 | 1 | 1 | 1 | 1 | 1 | 1 | 0 | #N/A | #N/A | 0 | 0.66667 | 0.66667 | 0.65556 | 0.64444 | 0.63333 | 0.62222 | 0.61111 | 0.6 | 0.58889 | 0.57778 | 0.56667 | 0.55556 | 0.54444 | 0.53333 | 0.52222 | 0.51111 | 0.5 | 0.48889 | 0.47778 | 0.46667 | 0.45556 | 0.44444 | 0.43333 | 0.42222 | 0.41111 | 0.4 | 0.38889 | 0.37778 | 0.36667 | 0.35556 | 0.34444 | 0 | 0.66667 | 0 | 0 | Slope | NaN | 0 | 0 |  | 1 | 0 | 0 | 1 | 0 | 0 | Slope | 2 | NaN | 0 | 0 | 0 | 0 | 0 | 0
223 | 0:37 | [8 empty] | 0 | 0 | 0 | 0 | [13 empty] | #DIV/0! | #DIV/0! | #DIV/0! | #DIV/0! | #DIV/0! | #DIV/0! | #DIV/0! | #DIV/0! | #DIV/0! | #DIV/0! | #DIV/0! | #DIV/0! | #DIV/0! | #DIV/0! | #DIV/0! | #DIV/0! | #DIV/0! | #DIV/0! | #DIV/0! | #DIV/0! | #DIV/0! | #DIV/0! | #DIV/0! | #DIV/0! | #DIV/0! | #DIV/0! | #DIV/0! | #DIV/0! | #DIV/0! | #DIV/0! | #DIV/0! | 0 | 0 | 0 | 0 | 0 | 0 | 0 | 0.05 | 0 | 0 | 0 | 0 | 0 | 0 | 0 | 0 | 0 | 0 | 0 | 0 | 0 | 0 | 0 | 0 | 0 | 0 | 0 | 0 | 0 | 0 | 0 | 0 | 0 | 0 | 0 | 0 | 0 | 0 | 0 | Slope | Slope | Slope | Slope | Slope | Slope | Slope | Slope | Slope | Slope | Slope | Slope | Slope | Slope | Slope | Slope | Slope | Slope | Slope | Slope | Slope | Slope | Slope | Slope | Slope | Slope | Slope | Slope | Slope | Slope | Slope |  | 1 | 1 | 1 | 1 | 1 | 1 | 1 | 1 | 1 | 1 | 1 | 1 | 1 | 1 | 1 | 1 | 1 | 1 | 1 | 1 | 1 | 1 | 1 | 1 | 1 | 1 | 1 | 1 | 1 | 1 | 1 | 0 | #N/A | #N/A | 0 | 0.66667 | 0.66667 | 0.65556 | 0.64444 | 0.63333 | 0.62222 | 0.61111 | 0.6 | 0.58889 | 0.57778 | 0.56667 | 0.55556 | 0.54444 | 0.53333 | 0.52222 | 0.51111 | 0.5 | 0.48889 | 0.47778 | 0.46667 | 0.45556 | 0.44444 | 0.43333 | 0.42222 | 0.41111 | 0.4 | 0.38889 | 0.37778 | 0.36667 | 0.35556 | 0.34444 | 0 | 0.66667 | 0 | 0 | Slope | NaN | 0 | 0 |  | 1 | 0 | 0 | 1 | 0 | 0 | Slope | 2 | NaN | 0 | 0 | 0 | 0 | 0 | 0
224 | 0:37 | [8 empty] | 0 | 0 | 0 | 0 | [13 empty] | #DIV/0! | #DIV/0! | #DIV/0! | #DIV/0! | #DIV/0! | #DIV/0! | #DIV/0! | #DIV/0! | #DIV/0! | #DIV/0! | #DIV/0! | #DIV/0! | #DIV/0! | #DIV/0! | #DIV/0! | #DIV/0! | #DIV/0! | #DIV/0! | #DIV/0! | #DIV/0! | #DIV/0! | #DIV/0! | #DIV/0! | #DIV/0! | #DIV/0! | #DIV/0! | #DIV/0! | #DIV/0! | #DIV/0! | #DIV/0! | #DIV/0! | 0 | 0 | 0 | 0 | 0 | 0 | 0 | 0.05 | 0 | 0 | 0 | 0 | 0 | 0 | 0 | 0 | 0 | 0 | 0 | 0 | 0 | 0 | 0 | 0 | 0 | 0 | 0 | 0 | 0 | 0 | 0 | 0 | 0 | 0 | 0 | 0 | 0 | 0 | 0 | Slope | Slope | Slope | Slope | Slope | Slope | Slope | Slope | Slope | Slope | Slope | Slope | Slope | Slope | Slope | Slope | Slope | Slope | Slope | Slope | Slope | Slope | Slope | Slope | Slope | Slope | Slope | Slope | Slope | Slope | Slope |  | 1 | 1 | 1 | 1 | 1 | 1 | 1 | 1 | 1 | 1 | 1 | 1 | 1 | 1 | 1 | 1 | 1 | 1 | 1 | 1 | 1 | 1 | 1 | 1 | 1 | 1 | 1 | 1 | 1 | 1 | 1 | 0 | #N/A | #N/A | 0 | 0.66667 | 0.66667 | 0.65556 | 0.64444 | 0.63333 | 0.62222 | 0.61111 | 0.6 | 0.58889 | 0.57778 | 0.56667 | 0.55556 | 0.54444 | 0.53333 | 0.52222 | 0.51111 | 0.5 | 0.48889 | 0.47778 | 0.46667 | 0.45556 | 0.44444 | 0.43333 | 0.42222 | 0.41111 | 0.4 | 0.38889 | 0.37778 | 0.36667 | 0.35556 | 0.34444 | 0 | 0.66667 | 0 | 0 | Slope | NaN | 0 | 0 |  | 1 | 0 | 0 | 1 | 0 | 0 | Slope | 2 | NaN | 0 | 0 | 0 | 0 | 0 | 0
225 | 0:37 | [8 empty] | 0 | 0 | 0 | 0 | [13 empty] | #DIV/0! | #DIV/0! | #DIV/0! | #DIV/0! | #DIV/0! | #DIV/0! | #DIV/0! | #DIV/0! | #DIV/0! | #DIV/0! | #DIV/0! | #DIV/0! | #DIV/0! | #DIV/0! | #DIV/0! | #DIV/0! | #DIV/0! | #DIV/0! | #DIV/0! | #DIV/0! | #DIV/0! | #DIV/0! | #DIV/0! | #DIV/0! | #DIV/0! | #DIV/0! | #DIV/0! | #DIV/0! | #DIV/0! | #DIV/0! | #DIV/0! | 0 | 0 | 0 | 0 | 0 | 0 | 0 | 0.05 | 0 | 0 | 0 | 0 | 0 | 0 | 0 | 0 | 0 | 0 | 0 | 0 | 0 | 0 | 0 | 0 | 0 | 0 | 0 | 0 | 0 | 0 | 0 | 0 | 0 | 0 | 0 | 0 | 0 | 0 | 0 | Slope | Slope | Slope | Slope | Slope | Slope | Slope | Slope | Slope | Slope | Slope | Slope | Slope | Slope | Slope | Slope | Slope | Slope | Slope | Slope | Slope | Slope | Slope | Slope | Slope | Slope | Slope | Slope | Slope | Slope | Slope |  | 1 | 1 | 1 | 1 | 1 | 1 | 1 | 1 | 1 | 1 | 1 | 1 | 1 | 1 | 1 | 1 | 1 | 1 | 1 | 1 | 1 | 1 | 1 | 1 | 1 | 1 | 1 | 1 | 1 | 1 | 1 | 0 | #N/A | #N/A | 0 | 0.66667 | 0.66667 | 0.65556 | 0.64444 | 0.63333 | 0.62222 | 0.61111 | 0.6 | 0.58889 | 0.57778 | 0.56667 | 0.55556 | 0.54444 | 0.53333 | 0.52222 | 0.51111 | 0.5 | 0.48889 | 0.47778 | 0.46667 | 0.45556 | 0.44444 | 0.43333 | 0.42222 | 0.41111 | 0.4 | 0.38889 | 0.37778 | 0.36667 | 0.35556 | 0.34444 | 0 | 0.66667 | 0 | 0 | Slope | NaN | 0 | 0 |  | 1 | 0 | 0 | 1 | 0 | 0 | Slope | 2 | NaN | 0 | 0 | 0 | 0 | 0 | 0
226 | 0:37 | [8 empty] | 0 | 0 | 0 | 0 | [13 empty] | #DIV/0! | #DIV/0! | #DIV/0! | #DIV/0! | #DIV/0! | #DIV/0! | #DIV/0! | #DIV/0! | #DIV/0! | #DIV/0! | #DIV/0! | #DIV/0! | #DIV/0! | #DIV/0! | #DIV/0! | #DIV/0! | #DIV/0! | #DIV/0! | #DIV/0! | #DIV/0! | #DIV/0! | #DIV/0! | #DIV/0! | #DIV/0! | #DIV/0! | #DIV/0! | #DIV/0! | #DIV/0! | #DIV/0! | #DIV/0! | #DIV/0! | 0 | 0 | 0 | 0 | 0 | 0 | 0 | 0.05 | 0 | 0 | 0 | 0 | 0 | 0 | 0 | 0 | 0 | 0 | 0 | 0 | 0 | 0 | 0 | 0 | 0 | 0 | 0 | 0 | 0 | 0 | 0 | 0 | 0 | 0 | 0 | 0 | 0 | 0 | 0 | Slope | Slope | Slope | Slope | Slope | Slope | Slope | Slope | Slope | Slope | Slope | Slope | Slope | Slope | Slope | Slope | Slope | Slope | Slope | Slope | Slope | Slope | Slope | Slope | Slope | Slope | Slope | Slope | Slope | Slope | Slope |  | 1 | 1 | 1 | 1 | 1 | 1 | 1 | 1 | 1 | 1 | 1 | 1 | 1 | 1 | 1 | 1 | 1 | 1 | 1 | 1 | 1 | 1 | 1 | 1 | 1 | 1 | 1 | 1 | 1 | 1 | 1 | 0 | #N/A | #N/A | 0 | 0.66667 | 0.66667 | 0.65556 | 0.64444 | 0.63333 | 0.62222 | 0.61111 | 0.6 | 0.58889 | 0.57778 | 0.56667 | 0.55556 | 0.54444 | 0.53333 | 0.52222 | 0.51111 | 0.5 | 0.48889 | 0.47778 | 0.46667 | 0.45556 | 0.44444 | 0.43333 | 0.42222 | 0.41111 | 0.4 | 0.38889 | 0.37778 | 0.36667 | 0.35556 | 0.34444 | 0 | 0.66667 | 0 | 0 | Slope | NaN | 0 | 0 |  | 1 | 0 | 0 | 1 | 0 | 0 | Slope | 2 | NaN | 0 | 0 | 0 | 0 | 0 | 0
227 | 0:38 | [8 empty] | 0 | 0 | 0 | 0 | [13 empty] | #DIV/0! | #DIV/0! | #DIV/0! | #DIV/0! | #DIV/0! | #DIV/0! | #DIV/0! | #DIV/0! | #DIV/0! | #DIV/0! | #DIV/0! | #DIV/0! | #DIV/0! | #DIV/0! | #DIV/0! | #DIV/0! | #DIV/0! | #DIV/0! | #DIV/0! | #DIV/0! | #DIV/0! | #DIV/0! | #DIV/0! | #DIV/0! | #DIV/0! | #DIV/0! | #DIV/0! | #DIV/0! | #DIV/0! | #DIV/0! | #DIV/0! | 0 | 0 | 0 | 0 | 0 | 0 | 0 | 0.05 | 0 | 0 | 0 | 0 | 0 | 0 | 0 | 0 | 0 | 0 | 0 | 0 | 0 | 0 | 0 | 0 | 0 | 0 | 0 | 0 | 0 | 0 | 0 | 0 | 0 | 0 | 0 | 0 | 0 | 0 | 0 | Slope | Slope | Slope | Slope | Slope | Slope | Slope | Slope | Slope | Slope | Slope | Slope | Slope | Slope | Slope | Slope | Slope | Slope | Slope | Slope | Slope | Slope | Slope | Slope | Slope | Slope | Slope | Slope | Slope | Slope | Slope |  | 1 | 1 | 1 | 1 | 1 | 1 | 1 | 1 | 1 | 1 | 1 | 1 | 1 | 1 | 1 | 1 | 1 | 1 | 1 | 1 | 1 | 1 | 1 | 1 | 1 | 1 | 1 | 1 | 1 | 1 | 1 | 0 | #N/A | #N/A | 0 | 0.66667 | 0.66667 | 0.65556 | 0.64444 | 0.63333 | 0.62222 | 0.61111 | 0.6 | 0.58889 | 0.57778 | 0.56667 | 0.55556 | 0.54444 | 0.53333 | 0.52222 | 0.51111 | 0.5 | 0.48889 | 0.47778 | 0.46667 | 0.45556 | 0.44444 | 0.43333 | 0.42222 | 0.41111 | 0.4 | 0.38889 | 0.37778 | 0.36667 | 0.35556 | 0.34444 | 0 | 0.66667 | 0 | 0 | Slope | NaN | 0 | 0 |  | 1 | 0 | 0 | 1 | 0 | 0 | Slope | 2 | NaN | 0 | 0 | 0 | 0 | 0 | 0
228 | 0:38 | [8 empty] | 0 | 0 | 0 | 0 | [13 empty] | #DIV/0! | #DIV/0! | #DIV/0! | #DIV/0! | #DIV/0! | #DIV/0! | #DIV/0! | #DIV/0! | #DIV/0! | #DIV/0! | #DIV/0! | #DIV/0! | #DIV/0! | #DIV/0! | #DIV/0! | #DIV/0! | #DIV/0! | #DIV/0! | #DIV/0! | #DIV/0! | #DIV/0! | #DIV/0! | #DIV/0! | #DIV/0! | #DIV/0! | #DIV/0! | #DIV/0! | #DIV/0! | #DIV/0! | #DIV/0! | #DIV/0! | 0 | 0 | 0 | 0 | 0 | 0 | 0 | 0.05 | 0 | 0 | 0 | 0 | 0 | 0 | 0 | 0 | 0 | 0 | 0 | 0 | 0 | 0 | 0 | 0 | 0 | 0 | 0 | 0 | 0 | 0 | 0 | 0 | 0 | 0 | 0 | 0 | 0 | 0 | 0 | Slope | Slope | Slope | Slope | Slope | Slope | Slope | Slope | Slope | Slope | Slope | Slope | Slope | Slope | Slope | Slope | Slope | Slope | Slope | Slope | Slope | Slope | Slope | Slope | Slope | Slope | Slope | Slope | Slope | Slope | Slope |  | 1 | 1 | 1 | 1 | 1 | 1 | 1 | 1 | 1 | 1 | 1 | 1 | 1 | 1 | 1 | 1 | 1 | 1 | 1 | 1 | 1 | 1 | 1 | 1 | 1 | 1 | 1 | 1 | 1 | 1 | 1 | 0 | #N/A | #N/A | 0 | 0.66667 | 0.66667 | 0.65556 | 0.64444 | 0.63333 | 0.62222 | 0.61111 | 0.6 | 0.58889 | 0.57778 | 0.56667 | 0.55556 | 0.54444 | 0.53333 | 0.52222 | 0.51111 | 0.5 | 0.48889 | 0.47778 | 0.46667 | 0.45556 | 0.44444 | 0.43333 | 0.42222 | 0.41111 | 0.4 | 0.38889 | 0.37778 | 0.36667 | 0.35556 | 0.34444 | 0 | 0.66667 | 0 | 0 | Slope | NaN | 0 | 0 |  | 1 | 0 | 0 | 1 | 0 | 0 | Slope | 2 | NaN | 0 | 0 | 0 | 0 | 0 | 0
229 | 0:38 | [8 empty] | 0 | 0 | 0 | 0 | [13 empty] | #DIV/0! | #DIV/0! | #DIV/0! | #DIV/0! | #DIV/0! | #DIV/0! | #DIV/0! | #DIV/0! | #DIV/0! | #DIV/0! | #DIV/0! | #DIV/0! | #DIV/0! | #DIV/0! | #DIV/0! | #DIV/0! | #DIV/0! | #DIV/0! | #DIV/0! | #DIV/0! | #DIV/0! | #DIV/0! | #DIV/0! | #DIV/0! | #DIV/0! | #DIV/0! | #DIV/0! | #DIV/0! | #DIV/0! | #DIV/0! | #DIV/0! | 0 | 0 | 0 | 0 | 0 | 0 | 0 | 0.05 | 0 | 0 | 0 | 0 | 0 | 0 | 0 | 0 | 0 | 0 | 0 | 0 | 0 | 0 | 0 | 0 | 0 | 0 | 0 | 0 | 0 | 0 | 0 | 0 | 0 | 0 | 0 | 0 | 0 | 0 | 0 | Slope | Slope | Slope | Slope | Slope | Slope | Slope | Slope | Slope | Slope | Slope | Slope | Slope | Slope | Slope | Slope | Slope | Slope | Slope | Slope | Slope | Slope | Slope | Slope | Slope | Slope | Slope | Slope | Slope | Slope | Slope |  | 1 | 1 | 1 | 1 | 1 | 1 | 1 | 1 | 1 | 1 | 1 | 1 | 1 | 1 | 1 | 1 | 1 | 1 | 1 | 1 | 1 | 1 | 1 | 1 | 1 | 1 | 1 | 1 | 1 | 1 | 1 | 0 | #N/A | #N/A | 0 | 0.66667 | 0.66667 | 0.65556 | 0.64444 | 0.63333 | 0.62222 | 0.61111 | 0.6 | 0.58889 | 0.57778 | 0.56667 | 0.55556 | 0.54444 | 0.53333 | 0.52222 | 0.51111 | 0.5 | 0.48889 | 0.47778 | 0.46667 | 0.45556 | 0.44444 | 0.43333 | 0.42222 | 0.41111 | 0.4 | 0.38889 | 0.37778 | 0.36667 | 0.35556 | 0.34444 | 0 | 0.66667 | 0 | 0 | Slope | NaN | 0 | 0 |  | 1 | 0 | 0 | 1 | 0 | 0 | Slope | 2 | NaN | 0 | 0 | 0 | 0 | 0 | 0
230 | 0:38 | [8 empty] | 0 | 0 | 0 | 0 | [13 empty] | #DIV/0! | #DIV/0! | #DIV/0! | #DIV/0! | #DIV/0! | #DIV/0! | #DIV/0! | #DIV/0! | #DIV/0! | #DIV/0! | #DIV/0! | #DIV/0! | #DIV/0! | #DIV/0! | #DIV/0! | #DIV/0! | #DIV/0! | #DIV/0! | #DIV/0! | #DIV/0! | #DIV/0! | #DIV/0! | #DIV/0! | #DIV/0! | #DIV/0! | #DIV/0! | #DIV/0! | #DIV/0! | #DIV/0! | #DIV/0! | #DIV/0! | 0 | 0 | 0 | 0 | 0 | 0 | 0 | 0.05 | 0 | 0 | 0 | 0 | 0 | 0 | 0 | 0 | 0 | 0 | 0 | 0 | 0 | 0 | 0 | 0 | 0 | 0 | 0 | 0 | 0 | 0 | 0 | 0 | 0 | 0 | 0 | 0 | 0 | 0 | 0 | Slope | Slope | Slope | Slope | Slope | Slope | Slope | Slope | Slope | Slope | Slope | Slope | Slope | Slope | Slope | Slope | Slope | Slope | Slope | Slope | Slope | Slope | Slope | Slope | Slope | Slope | Slope | Slope | Slope | Slope | Slope |  | 1 | 1 | 1 | 1 | 1 | 1 | 1 | 1 | 1 | 1 | 1 | 1 | 1 | 1 | 1 | 1 | 1 | 1 | 1 | 1 | 1 | 1 | 1 | 1 | 1 | 1 | 1 | 1 | 1 | 1 | 1 | 0 | #N/A | #N/A | 0 | 0.66667 | 0.66667 | 0.65556 | 0.64444 | 0.63333 | 0.62222 | 0.61111 | 0.6 | 0.58889 | 0.57778 | 0.56667 | 0.55556 | 0.54444 | 0.53333 | 0.52222 | 0.51111 | 0.5 | 0.48889 | 0.47778 | 0.46667 | 0.45556 | 0.44444 | 0.43333 | 0.42222 | 0.41111 | 0.4 | 0.38889 | 0.37778 | 0.36667 | 0.35556 | 0.34444 | 0 | 0.66667 | 0 | 0 | Slope | NaN | 0 | 0 |  | 1 | 0 | 0 | 1 | 0 | 0 | Slope | 2 | NaN | 0 | 0 | 0 | 0 | 0 | 0
231 | 0:38 | [8 empty] | 0 | 0 | 0 | 0 | [13 empty] | #DIV/0! | #DIV/0! | #DIV/0! | #DIV/0! | #DIV/0! | #DIV/0! | #DIV/0! | #DIV/0! | #DIV/0! | #DIV/0! | #DIV/0! | #DIV/0! | #DIV/0! | #DIV/0! | #DIV/0! | #DIV/0! | #DIV/0! | #DIV/0! | #DIV/0! | #DIV/0! | #DIV/0! | #DIV/0! | #DIV/0! | #DIV/0! | #DIV/0! | #DIV/0! | #DIV/0! | #DIV/0! | #DIV/0! | #DIV/0! | #DIV/0! | 0 | 0 | 0 | 0 | 0 | 0 | 0 | 0.05 | 0 | 0 | 0 | 0 | 0 | 0 | 0 | 0 | 0 | 0 | 0 | 0 | 0 | 0 | 0 | 0 | 0 | 0 | 0 | 0 | 0 | 0 | 0 | 0 | 0 | 0 | 0 | 0 | 0 | 0 | 0 | Slope | Slope | Slope | Slope | Slope | Slope | Slope | Slope | Slope | Slope | Slope | Slope | Slope | Slope | Slope | Slope | Slope | Slope | Slope | Slope | Slope | Slope | Slope | Slope | Slope | Slope | Slope | Slope | Slope | Slope | Slope |  | 1 | 1 | 1 | 1 | 1 | 1 | 1 | 1 | 1 | 1 | 1 | 1 | 1 | 1 | 1 | 1 | 1 | 1 | 1 | 1 | 1 | 1 | 1 | 1 | 1 | 1 | 1 | 1 | 1 | 1 | 1 | 0 | #N/A | #N/A | 0 | 0.66667 | 0.66667 | 0.65556 | 0.64444 | 0.63333 | 0.62222 | 0.61111 | 0.6 | 0.58889 | 0.57778 | 0.56667 | 0.55556 | 0.54444 | 0.53333 | 0.52222 | 0.51111 | 0.5 | 0.48889 | 0.47778 | 0.46667 | 0.45556 | 0.44444 | 0.43333 | 0.42222 | 0.41111 | 0.4 | 0.38889 | 0.37778 | 0.36667 | 0.35556 | 0.34444 | 0 | 0.66667 | 0 | 0 | Slope | NaN | 0 | 0 |  | 1 | 0 | 0 | 1 | 0 | 0 | Slope | 2 | NaN | 0 | 0 | 0 | 0 | 0 | 0
232 | 0:38 | [8 empty] | 0 | 0 | 0 | 0 | [13 empty] | #DIV/0! | #DIV/0! | #DIV/0! | #DIV/0! | #DIV/0! | #DIV/0! | #DIV/0! | #DIV/0! | #DIV/0! | #DIV/0! | #DIV/0! | #DIV/0! | #DIV/0! | #DIV/0! | #DIV/0! | #DIV/0! | #DIV/0! | #DIV/0! | #DIV/0! | #DIV/0! | #DIV/0! | #DIV/0! | #DIV/0! | #DIV/0! | #DIV/0! | #DIV/0! | #DIV/0! | #DIV/0! | #DIV/0! | #DIV/0! | #DIV/0! | 0 | 0 | 0 | 0 | 0 | 0 | 0 | 0.05 | 0 | 0 | 0 | 0 | 0 | 0 | 0 | 0 | 0 | 0 | 0 | 0 | 0 | 0 | 0 | 0 | 0 | 0 | 0 | 0 | 0 | 0 | 0 | 0 | 0 | 0 | 0 | 0 | 0 | 0 | 0 | Slope | Slope | Slope | Slope | Slope | Slope | Slope | Slope | Slope | Slope | Slope | Slope | Slope | Slope | Slope | Slope | Slope | Slope | Slope | Slope | Slope | Slope | Slope | Slope | Slope | Slope | Slope | Slope | Slope | Slope | Slope |  | 1 | 1 | 1 | 1 | 1 | 1 | 1 | 1 | 1 | 1 | 1 | 1 | 1 | 1 | 1 | 1 | 1 | 1 | 1 | 1 | 1 | 1 | 1 | 1 | 1 | 1 | 1 | 1 | 1 | 1 | 1 | 0 | #N/A | #N/A | 0 | 0.66667 | 0.66667 | 0.65556 | 0.64444 | 0.63333 | 0.62222 | 0.61111 | 0.6 | 0.58889 | 0.57778 | 0.56667 | 0.55556 | 0.54444 | 0.53333 | 0.52222 | 0.51111 | 0.5 | 0.48889 | 0.47778 | 0.46667 | 0.45556 | 0.44444 | 0.43333 | 0.42222 | 0.41111 | 0.4 | 0.38889 | 0.37778 | 0.36667 | 0.35556 | 0.34444 | 0 | 0.66667 | 0 | 0 | Slope | NaN | 0 | 0 |  | 1 | 0 | 0 | 1 | 0 | 0 | Slope | 2 | NaN | 0 | 0 | 0 | 0 | 0 | 0
233 | 0:39 | [8 empty] | 0 | 0 | 0 | 0 | [13 empty] | #DIV/0! | #DIV/0! | #DIV/0! | #DIV/0! | #DIV/0! | #DIV/0! | #DIV/0! | #DIV/0! | #DIV/0! | #DIV/0! | #DIV/0! | #DIV/0! | #DIV/0! | #DIV/0! | #DIV/0! | #DIV/0! | #DIV/0! | #DIV/0! | #DIV/0! | #DIV/0! | #DIV/0! | #DIV/0! | #DIV/0! | #DIV/0! | #DIV/0! | #DIV/0! | #DIV/0! | #DIV/0! | #DIV/0! | #DIV/0! | #DIV/0! | 0 | 0 | 0 | 0 | 0 | 0 | 0 | 0.05 | 0 | 0 | 0 | 0 | 0 | 0 | 0 | 0 | 0 | 0 | 0 | 0 | 0 | 0 | 0 | 0 | 0 | 0 | 0 | 0 | 0 | 0 | 0 | 0 | 0 | 0 | 0 | 0 | 0 | 0 | 0 | Slope | Slope | Slope | Slope | Slope | Slope | Slope | Slope | Slope | Slope | Slope | Slope | Slope | Slope | Slope | Slope | Slope | Slope | Slope | Slope | Slope | Slope | Slope | Slope | Slope | Slope | Slope | Slope | Slope | Slope | Slope |  | 1 | 1 | 1 | 1 | 1 | 1 | 1 | 1 | 1 | 1 | 1 | 1 | 1 | 1 | 1 | 1 | 1 | 1 | 1 | 1 | 1 | 1 | 1 | 1 | 1 | 1 | 1 | 1 | 1 | 1 | 1 | 0 | #N/A | #N/A | 0 | 0.66667 | 0.66667 | 0.65556 | 0.64444 | 0.63333 | 0.62222 | 0.61111 | 0.6 | 0.58889 | 0.57778 | 0.56667 | 0.55556 | 0.54444 | 0.53333 | 0.52222 | 0.51111 | 0.5 | 0.48889 | 0.47778 | 0.46667 | 0.45556 | 0.44444 | 0.43333 | 0.42222 | 0.41111 | 0.4 | 0.38889 | 0.37778 | 0.36667 | 0.35556 | 0.34444 | 0 | 0.66667 | 0 | 0 | Slope | NaN | 0 | 0 |  | 1 | 0 | 0 | 1 | 0 | 0 | Slope | 2 | NaN | 0 | 0 | 0 | 0 | 0 | 0
234 | 0:39 | [8 empty] | 0 | 0 | 0 | 0 | [13 empty] | #DIV/0! | #DIV/0! | #DIV/0! | #DIV/0! | #DIV/0! | #DIV/0! | #DIV/0! | #DIV/0! | #DIV/0! | #DIV/0! | #DIV/0! | #DIV/0! | #DIV/0! | #DIV/0! | #DIV/0! | #DIV/0! | #DIV/0! | #DIV/0! | #DIV/0! | #DIV/0! | #DIV/0! | #DIV/0! | #DIV/0! | #DIV/0! | #DIV/0! | #DIV/0! | #DIV/0! | #DIV/0! | #DIV/0! | #DIV/0! | #DIV/0! | 0 | 0 | 0 | 0 | 0 | 0 | 0 | 0.05 | 0 | 0 | 0 | 0 | 0 | 0 | 0 | 0 | 0 | 0 | 0 | 0 | 0 | 0 | 0 | 0 | 0 | 0 | 0 | 0 | 0 | 0 | 0 | 0 | 0 | 0 | 0 | 0 | 0 | 0 | 0 | Slope | Slope | Slope | Slope | Slope | Slope | Slope | Slope | Slope | Slope | Slope | Slope | Slope | Slope | Slope | Slope | Slope | Slope | Slope | Slope | Slope | Slope | Slope | Slope | Slope | Slope | Slope | Slope | Slope | Slope | Slope |  | 1 | 1 | 1 | 1 | 1 | 1 | 1 | 1 | 1 | 1 | 1 | 1 | 1 | 1 | 1 | 1 | 1 | 1 | 1 | 1 | 1 | 1 | 1 | 1 | 1 | 1 | 1 | 1 | 1 | 1 | 1 | 0 | #N/A | #N/A | 0 | 0.66667 | 0.66667 | 0.65556 | 0.64444 | 0.63333 | 0.62222 | 0.61111 | 0.6 | 0.58889 | 0.57778 | 0.56667 | 0.55556 | 0.54444 | 0.53333 | 0.52222 | 0.51111 | 0.5 | 0.48889 | 0.47778 | 0.46667 | 0.45556 | 0.44444 | 0.43333 | 0.42222 | 0.41111 | 0.4 | 0.38889 | 0.37778 | 0.36667 | 0.35556 | 0.34444 | 0 | 0.66667 | 0 | 0 | Slope | NaN | 0 | 0 |  | 1 | 0 | 0 | 1 | 0 | 0 | Slope | 2 | NaN | 0 | 0 | 0 | 0 | 0 | 0
235 | 0:39 | [8 empty] | 0 | 0 | 0 | 0 | [13 empty] | #DIV/0! | #DIV/0! | #DIV/0! | #DIV/0! | #DIV/0! | #DIV/0! | #DIV/0! | #DIV/0! | #DIV/0! | #DIV/0! | #DIV/0! | #DIV/0! | #DIV/0! | #DIV/0! | #DIV/0! | #DIV/0! | #DIV/0! | #DIV/0! | #DIV/0! | #DIV/0! | #DIV/0! | #DIV/0! | #DIV/0! | #DIV/0! | #DIV/0! | #DIV/0! | #DIV/0! | #DIV/0! | #DIV/0! | #DIV/0! | #DIV/0! | 0 | 0 | 0 | 0 | 0 | 0 | 0 | 0.05 | 0 | 0 | 0 | 0 | 0 | 0 | 0 | 0 | 0 | 0 | 0 | 0 | 0 | 0 | 0 | 0 | 0 | 0 | 0 | 0 | 0 | 0 | 0 | 0 | 0 | 0 | 0 | 0 | 0 | 0 | 0 | Slope | Slope | Slope | Slope | Slope | Slope | Slope | Slope | Slope | Slope | Slope | Slope | Slope | Slope | Slope | Slope | Slope | Slope | Slope | Slope | Slope | Slope | Slope | Slope | Slope | Slope | Slope | Slope | Slope | Slope | Slope |  | 1 | 1 | 1 | 1 | 1 | 1 | 1 | 1 | 1 | 1 | 1 | 1 | 1 | 1 | 1 | 1 | 1 | 1 | 1 | 1 | 1 | 1 | 1 | 1 | 1 | 1 | 1 | 1 | 1 | 1 | 1 | 0 | #N/A | #N/A | 0 | 0.66667 | 0.66667 | 0.65556 | 0.64444 | 0.63333 | 0.62222 | 0.61111 | 0.6 | 0.58889 | 0.57778 | 0.56667 | 0.55556 | 0.54444 | 0.53333 | 0.52222 | 0.51111 | 0.5 | 0.48889 | 0.47778 | 0.46667 | 0.45556 | 0.44444 | 0.43333 | 0.42222 | 0.41111 | 0.4 | 0.38889 | 0.37778 | 0.36667 | 0.35556 | 0.34444 | 0 | 0.66667 | 0 | 0 | Slope | NaN | 0 | 0 |  | 1 | 0 | 0 | 1 | 0 | 0 | Slope | 2 | NaN | 0 | 0 | 0 | 0 | 0 | 0
236 | 0:39 | [8 empty] | 0 | 0 | 0 | 0 | [13 empty] | #DIV/0! | #DIV/0! | #DIV/0! | #DIV/0! | #DIV/0! | #DIV/0! | #DIV/0! | #DIV/0! | #DIV/0! | #DIV/0! | #DIV/0! | #DIV/0! | #DIV/0! | #DIV/0! | #DIV/0! | #DIV/0! | #DIV/0! | #DIV/0! | #DIV/0! | #DIV/0! | #DIV/0! | #DIV/0! | #DIV/0! | #DIV/0! | #DIV/0! | #DIV/0! | #DIV/0! | #DIV/0! | #DIV/0! | #DIV/0! | #DIV/0! | 0 | 0 | 0 | 0 | 0 | 0 | 0 | 0.05 | 0 | 0 | 0 | 0 | 0 | 0 | 0 | 0 | 0 | 0 | 0 | 0 | 0 | 0 | 0 | 0 | 0 | 0 | 0 | 0 | 0 | 0 | 0 | 0 | 0 | 0 | 0 | 0 | 0 | 0 | 0 | Slope | Slope | Slope | Slope | Slope | Slope | Slope | Slope | Slope | Slope | Slope | Slope | Slope | Slope | Slope | Slope | Slope | Slope | Slope | Slope | Slope | Slope | Slope | Slope | Slope | Slope | Slope | Slope | Slope | Slope | Slope |  | 1 | 1 | 1 | 1 | 1 | 1 | 1 | 1 | 1 | 1 | 1 | 1 | 1 | 1 | 1 | 1 | 1 | 1 | 1 | 1 | 1 | 1 | 1 | 1 | 1 | 1 | 1 | 1 | 1 | 1 | 1 | 0 | #N/A | #N/A | 0 | 0.66667 | 0.66667 | 0.65556 | 0.64444 | 0.63333 | 0.62222 | 0.61111 | 0.6 | 0.58889 | 0.57778 | 0.56667 | 0.55556 | 0.54444 | 0.53333 | 0.52222 | 0.51111 | 0.5 | 0.48889 | 0.47778 | 0.46667 | 0.45556 | 0.44444 | 0.43333 | 0.42222 | 0.41111 | 0.4 | 0.38889 | 0.37778 | 0.36667 | 0.35556 | 0.34444 | 0 | 0.66667 | 0 | 0 | Slope | NaN | 0 | 0 |  | 1 | 0 | 0 | 1 | 0 | 0 | Slope | 2 | NaN | 0 | 0 | 0 | 0 | 0 | 0
237 | 0:39 | [8 empty] | 0 | 0 | 0 | 0 | [13 empty] | #DIV/0! | #DIV/0! | #DIV/0! | #DIV/0! | #DIV/0! | #DIV/0! | #DIV/0! | #DIV/0! | #DIV/0! | #DIV/0! | #DIV/0! | #DIV/0! | #DIV/0! | #DIV/0! | #DIV/0! | #DIV/0! | #DIV/0! | #DIV/0! | #DIV/0! | #DIV/0! | #DIV/0! | #DIV/0! | #DIV/0! | #DIV/0! | #DIV/0! | #DIV/0! | #DIV/0! | #DIV/0! | #DIV/0! | #DIV/0! | #DIV/0! | 0 | 0 | 0 | 0 | 0 | 0 | 0 | 0.05 | 0 | 0 | 0 | 0 | 0 | 0 | 0 | 0 | 0 | 0 | 0 | 0 | 0 | 0 | 0 | 0 | 0 | 0 | 0 | 0 | 0 | 0 | 0 | 0 | 0 | 0 | 0 | 0 | 0 | 0 | 0 | Slope | Slope | Slope | Slope | Slope | Slope | Slope | Slope | Slope | Slope | Slope | Slope | Slope | Slope | Slope | Slope | Slope | Slope | Slope | Slope | Slope | Slope | Slope | Slope | Slope | Slope | Slope | Slope | Slope | Slope | Slope |  | 1 | 1 | 1 | 1 | 1 | 1 | 1 | 1 | 1 | 1 | 1 | 1 | 1 | 1 | 1 | 1 | 1 | 1 | 1 | 1 | 1 | 1 | 1 | 1 | 1 | 1 | 1 | 1 | 1 | 1 | 1 | 0 | #N/A | #N/A | 0 | 0.66667 | 0.66667 | 0.65556 | 0.64444 | 0.63333 | 0.62222 | 0.61111 | 0.6 | 0.58889 | 0.57778 | 0.56667 | 0.55556 | 0.54444 | 0.53333 | 0.52222 | 0.51111 | 0.5 | 0.48889 | 0.47778 | 0.46667 | 0.45556 | 0.44444 | 0.43333 | 0.42222 | 0.41111 | 0.4 | 0.38889 | 0.37778 | 0.36667 | 0.35556 | 0.34444 | 0 | 0.66667 | 0 | 0 | Slope | NaN | 0 | 0 |  | 1 | 0 | 0 | 1 | 0 | 0 | Slope | 2 | NaN | 0 | 0 | 0 | 0 | 0 | 0
238 | 0:39 | [8 empty] | 0 | 0 | 0 | 0 | [13 empty] | #DIV/0! | #DIV/0! | #DIV/0! | #DIV/0! | #DIV/0! | #DIV/0! | #DIV/0! | #DIV/0! | #DIV/0! | #DIV/0! | #DIV/0! | #DIV/0! | #DIV/0! | #DIV/0! | #DIV/0! | #DIV/0! | #DIV/0! | #DIV/0! | #DIV/0! | #DIV/0! | #DIV/0! | #DIV/0! | #DIV/0! | #DIV/0! | #DIV/0! | #DIV/0! | #DIV/0! | #DIV/0! | #DIV/0! | #DIV/0! | #DIV/0! | 0 | 0 | 0 | 0 | 0 | 0 | 0 | 0.05 | 0 | 0 | 0 | 0 | 0 | 0 | 0 | 0 | 0 | 0 | 0 | 0 | 0 | 0 | 0 | 0 | 0 | 0 | 0 | 0 | 0 | 0 | 0 | 0 | 0 | 0 | 0 | 0 | 0 | 0 | 0 | Slope | Slope | Slope | Slope | Slope | Slope | Slope | Slope | Slope | Slope | Slope | Slope | Slope | Slope | Slope | Slope | Slope | Slope | Slope | Slope | Slope | Slope | Slope | Slope | Slope | Slope | Slope | Slope | Slope | Slope | Slope |  | 1 | 1 | 1 | 1 | 1 | 1 | 1 | 1 | 1 | 1 | 1 | 1 | 1 | 1 | 1 | 1 | 1 | 1 | 1 | 1 | 1 | 1 | 1 | 1 | 1 | 1 | 1 | 1 | 1 | 1 | 1 | 0 | #N/A | #N/A | 0 | 0.66667 | 0.66667 | 0.65556 | 0.64444 | 0.63333 | 0.62222 | 0.61111 | 0.6 | 0.58889 | 0.57778 | 0.56667 | 0.55556 | 0.54444 | 0.53333 | 0.52222 | 0.51111 | 0.5 | 0.48889 | 0.47778 | 0.46667 | 0.45556 | 0.44444 | 0.43333 | 0.42222 | 0.41111 | 0.4 | 0.38889 | 0.37778 | 0.36667 | 0.35556 | 0.34444 | 0 | 0.66667 | 0 | 0 | Slope | NaN | 0 | 0 |  | 1 | 0 | 0 | 1 | 0 | 0 | Slope | 2 | NaN | 0 | 0 | 0 | 0 | 0 | 0
239 | 0:40 | [8 empty] | 0 | 0 | 0 | 0 | [13 empty] | #DIV/0! | #DIV/0! | #DIV/0! | #DIV/0! | #DIV/0! | #DIV/0! | #DIV/0! | #DIV/0! | #DIV/0! | #DIV/0! | #DIV/0! | #DIV/0! | #DIV/0! | #DIV/0! | #DIV/0! | #DIV/0! | #DIV/0! | #DIV/0! | #DIV/0! | #DIV/0! | #DIV/0! | #DIV/0! | #DIV/0! | #DIV/0! | #DIV/0! | #DIV/0! | #DIV/0! | #DIV/0! | #DIV/0! | #DIV/0! | #DIV/0! | 0 | 0 | 0 | 0 | 0 | 0 | 0 | 0.05 | 0 | 0 | 0 | 0 | 0 | 0 | 0 | 0 | 0 | 0 | 0 | 0 | 0 | 0 | 0 | 0 | 0 | 0 | 0 | 0 | 0 | 0 | 0 | 0 | 0 | 0 | 0 | 0 | 0 | 0 | 0 | Slope | Slope | Slope | Slope | Slope | Slope | Slope | Slope | Slope | Slope | Slope | Slope | Slope | Slope | Slope | Slope | Slope | Slope | Slope | Slope | Slope | Slope | Slope | Slope | Slope | Slope | Slope | Slope | Slope | Slope | Slope |  | 1 | 1 | 1 | 1 | 1 | 1 | 1 | 1 | 1 | 1 | 1 | 1 | 1 | 1 | 1 | 1 | 1 | 1 | 1 | 1 | 1 | 1 | 1 | 1 | 1 | 1 | 1 | 1 | 1 | 1 | 1 | 0 | #N/A | #N/A | 0 | 0.66667 | 0.66667 | 0.65556 | 0.64444 | 0.63333 | 0.62222 | 0.61111 | 0.6 | 0.58889 | 0.57778 | 0.56667 | 0.55556 | 0.54444 | 0.53333 | 0.52222 | 0.51111 | 0.5 | 0.48889 | 0.47778 | 0.46667 | 0.45556 | 0.44444 | 0.43333 | 0.42222 | 0.41111 | 0.4 | 0.38889 | 0.37778 | 0.36667 | 0.35556 | 0.34444 | 0 | 0.66667 | 0 | 0 | Slope | NaN | 0 | 0 |  | 1 | 0 | 0 | 1 | 0 | 0 | Slope | 2 | NaN | 0 | 0 | 0 | 0 | 0 | 0
240 | 0:40 | [8 empty] | 0 | 0 | 0 | 0 | [13 empty] | #DIV/0! | #DIV/0! | #DIV/0! | #DIV/0! | #DIV/0! | #DIV/0! | #DIV/0! | #DIV/0! | #DIV/0! | #DIV/0! | #DIV/0! | #DIV/0! | #DIV/0! | #DIV/0! | #DIV/0! | #DIV/0! | #DIV/0! | #DIV/0! | #DIV/0! | #DIV/0! | #DIV/0! | #DIV/0! | #DIV/0! | #DIV/0! | #DIV/0! | #DIV/0! | #DIV/0! | #DIV/0! | #DIV/0! | #DIV/0! | #DIV/0! | 0 | 0 | 0 | 0 | 0 | 0 | 0 | 0.05 | 0 | 0 | 0 | 0 | 0 | 0 | 0 | 0 | 0 | 0 | 0 | 0 | 0 | 0 | 0 | 0 | 0 | 0 | 0 | 0 | 0 | 0 | 0 | 0 | 0 | 0 | 0 | 0 | 0 | 0 | 0 | Slope | Slope | Slope | Slope | Slope | Slope | Slope | Slope | Slope | Slope | Slope | Slope | Slope | Slope | Slope | Slope | Slope | Slope | Slope | Slope | Slope | Slope | Slope | Slope | Slope | Slope | Slope | Slope | Slope | Slope | Slope |  | 1 | 1 | 1 | 1 | 1 | 1 | 1 | 1 | 1 | 1 | 1 | 1 | 1 | 1 | 1 | 1 | 1 | 1 | 1 | 1 | 1 | 1 | 1 | 1 | 1 | 1 | 1 | 1 | 1 | 1 | 1 | 0 | #N/A | #N/A | 0 | 0.66667 | 0.66667 | 0.65556 | 0.64444 | 0.63333 | 0.62222 | 0.61111 | 0.6 | 0.58889 | 0.57778 | 0.56667 | 0.55556 | 0.54444 | 0.53333 | 0.52222 | 0.51111 | 0.5 | 0.48889 | 0.47778 | 0.46667 | 0.45556 | 0.44444 | 0.43333 | 0.42222 | 0.41111 | 0.4 | 0.38889 | 0.37778 | 0.36667 | 0.35556 | 0.34444 | 0 | 0.66667 | 0 | 0 | Slope | NaN | 0 | 0 |  | 1 | 0 | 0 | 1 | 0 | 0 | Slope | 2 | NaN | 0 | 0 | 0 | 0 | 0 | 0
241 | 0:40 | [8 empty] | 0 | 0 | 0 | 0 | [13 empty] | #DIV/0! | #DIV/0! | #DIV/0! | #DIV/0! | #DIV/0! | #DIV/0! | #DIV/0! | #DIV/0! | #DIV/0! | #DIV/0! | #DIV/0! | #DIV/0! | #DIV/0! | #DIV/0! | #DIV/0! | #DIV/0! | #DIV/0! | #DIV/0! | #DIV/0! | #DIV/0! | #DIV/0! | #DIV/0! | #DIV/0! | #DIV/0! | #DIV/0! | #DIV/0! | #DIV/0! | #DIV/0! | #DIV/0! | #DIV/0! | #DIV/0! | 0 | 0 | 0 | 0 | 0 | 0 | 0 | 0.05 | 0 | 0 | 0 | 0 | 0 | 0 | 0 | 0 | 0 | 0 | 0 | 0 | 0 | 0 | 0 | 0 | 0 | 0 | 0 | 0 | 0 | 0 | 0 | 0 | 0 | 0 | 0 | 0 | 0 | 0 | 0 | Slope | Slope | Slope | Slope | Slope | Slope | Slope | Slope | Slope | Slope | Slope | Slope | Slope | Slope | Slope | Slope | Slope | Slope | Slope | Slope | Slope | Slope | Slope | Slope | Slope | Slope | Slope | Slope | Slope | Slope | Slope |  | 1 | 1 | 1 | 1 | 1 | 1 | 1 | 1 | 1 | 1 | 1 | 1 | 1 | 1 | 1 | 1 | 1 | 1 | 1 | 1 | 1 | 1 | 1 | 1 | 1 | 1 | 1 | 1 | 1 | 1 | 1 | 0 | #N/A | #N/A | 0 | 0.66667 | 0.66667 | 0.65556 | 0.64444 | 0.63333 | 0.62222 | 0.61111 | 0.6 | 0.58889 | 0.57778 | 0.56667 | 0.55556 | 0.54444 | 0.53333 | 0.52222 | 0.51111 | 0.5 | 0.48889 | 0.47778 | 0.46667 | 0.45556 | 0.44444 | 0.43333 | 0.42222 | 0.41111 | 0.4 | 0.38889 | 0.37778 | 0.36667 | 0.35556 | 0.34444 | 0 | 0.66667 | 0 | 0 | Slope | NaN | 0 | 0 |  | 1 | 0 | 0 | 1 | 0 | 0 | Slope | 2 | NaN | 0 | 0 | 0 | 0 | 0 | 0
242 | 0:40 | [8 empty] | 0 | 0 | 0 | 0 | [13 empty] | #DIV/0! | #DIV/0! | #DIV/0! | #DIV/0! | #DIV/0! | #DIV/0! | #DIV/0! | #DIV/0! | #DIV/0! | #DIV/0! | #DIV/0! | #DIV/0! | #DIV/0! | #DIV/0! | #DIV/0! | #DIV/0! | #DIV/0! | #DIV/0! | #DIV/0! | #DIV/0! | #DIV/0! | #DIV/0! | #DIV/0! | #DIV/0! | #DIV/0! | #DIV/0! | #DIV/0! | #DIV/0! | #DIV/0! | #DIV/0! | #DIV/0! | 0 | 0 | 0 | 0 | 0 | 0 | 0 | 0.05 | 0 | 0 | 0 | 0 | 0 | 0 | 0 | 0 | 0 | 0 | 0 | 0 | 0 | 0 | 0 | 0 | 0 | 0 | 0 | 0 | 0 | 0 | 0 | 0 | 0 | 0 | 0 | 0 | 0 | 0 | 0 | Slope | Slope | Slope | Slope | Slope | Slope | Slope | Slope | Slope | Slope | Slope | Slope | Slope | Slope | Slope | Slope | Slope | Slope | Slope | Slope | Slope | Slope | Slope | Slope | Slope | Slope | Slope | Slope | Slope | Slope | Slope |  | 1 | 1 | 1 | 1 | 1 | 1 | 1 | 1 | 1 | 1 | 1 | 1 | 1 | 1 | 1 | 1 | 1 | 1 | 1 | 1 | 1 | 1 | 1 | 1 | 1 | 1 | 1 | 1 | 1 | 1 | 1 | 0 | #N/A | #N/A | 0 | 0.66667 | 0.66667 | 0.65556 | 0.64444 | 0.63333 | 0.62222 | 0.61111 | 0.6 | 0.58889 | 0.57778 | 0.56667 | 0.55556 | 0.54444 | 0.53333 | 0.52222 | 0.51111 | 0.5 | 0.48889 | 0.47778 | 0.46667 | 0.45556 | 0.44444 | 0.43333 | 0.42222 | 0.41111 | 0.4 | 0.38889 | 0.37778 | 0.36667 | 0.35556 | 0.34444 | 0 | 0.66667 | 0 | 0 | Slope | NaN | 0 | 0 |  | 1 | 0 | 0 | 1 | 0 | 0 | Slope | 2 | NaN | 0 | 0 | 0 | 0 | 0 | 0
243 | 0:40 | [8 empty] | 0 | 0 | 0 | 0 | [13 empty] | #DIV/0! | #DIV/0! | #DIV/0! | #DIV/0! | #DIV/0! | #DIV/0! | #DIV/0! | #DIV/0! | #DIV/0! | #DIV/0! | #DIV/0! | #DIV/0! | #DIV/0! | #DIV/0! | #DIV/0! | #DIV/0! | #DIV/0! | #DIV/0! | #DIV/0! | #DIV/0! | #DIV/0! | #DIV/0! | #DIV/0! | #DIV/0! | #DIV/0! | #DIV/0! | #DIV/0! | #DIV/0! | #DIV/0! | #DIV/0! | #DIV/0! | 0 | 0 | 0 | 0 | 0 | 0 | 0 | 0.05 | 0 | 0 | 0 | 0 | 0 | 0 | 0 | 0 | 0 | 0 | 0 | 0 | 0 | 0 | 0 | 0 | 0 | 0 | 0 | 0 | 0 | 0 | 0 | 0 | 0 | 0 | 0 | 0 | 0 | 0 | 0 | Slope | Slope | Slope | Slope | Slope | Slope | Slope | Slope | Slope | Slope | Slope | Slope | Slope | Slope | Slope | Slope | Slope | Slope | Slope | Slope | Slope | Slope | Slope | Slope | Slope | Slope | Slope | Slope | Slope | Slope | Slope |  | 1 | 1 | 1 | 1 | 1 | 1 | 1 | 1 | 1 | 1 | 1 | 1 | 1 | 1 | 1 | 1 | 1 | 1 | 1 | 1 | 1 | 1 | 1 | 1 | 1 | 1 | 1 | 1 | 1 | 1 | 1 | 0 | #N/A | #N/A | 0 | 0.66667 | 0.66667 | 0.65556 | 0.64444 | 0.63333 | 0.62222 | 0.61111 | 0.6 | 0.58889 | 0.57778 | 0.56667 | 0.55556 | 0.54444 | 0.53333 | 0.52222 | 0.51111 | 0.5 | 0.48889 | 0.47778 | 0.46667 | 0.45556 | 0.44444 | 0.43333 | 0.42222 | 0.41111 | 0.4 | 0.38889 | 0.37778 | 0.36667 | 0.35556 | 0.34444 | 0 | 0.66667 | 0 | 0 | Slope | NaN | 0 | 0 |  | 1 | 0 | 0 | 1 | 0 | 0 | Slope | 2 | NaN | 0 | 0 | 0 | 0 | 0 | 0
244 | 0:40 | [8 empty] | 0 | 0 | 0 | 0 | [13 empty] | #DIV/0! | #DIV/0! | #DIV/0! | #DIV/0! | #DIV/0! | #DIV/0! | #DIV/0! | #DIV/0! | #DIV/0! | #DIV/0! | #DIV/0! | #DIV/0! | #DIV/0! | #DIV/0! | #DIV/0! | #DIV/0! | #DIV/0! | #DIV/0! | #DIV/0! | #DIV/0! | #DIV/0! | #DIV/0! | #DIV/0! | #DIV/0! | #DIV/0! | #DIV/0! | #DIV/0! | #DIV/0! | #DIV/0! | #DIV/0! | #DIV/0! | 0 | 0 | 0 | 0 | 0 | 0 | 0 | 0.05 | 0 | 0 | 0 | 0 | 0 | 0 | 0 | 0 | 0 | 0 | 0 | 0 | 0 | 0 | 0 | 0 | 0 | 0 | 0 | 0 | 0 | 0 | 0 | 0 | 0 | 0 | 0 | 0 | 0 | 0 | 0 | Slope | Slope | Slope | Slope | Slope | Slope | Slope | Slope | Slope | Slope | Slope | Slope | Slope | Slope | Slope | Slope | Slope | Slope | Slope | Slope | Slope | Slope | Slope | Slope | Slope | Slope | Slope | Slope | Slope | Slope | Slope |  | 1 | 1 | 1 | 1 | 1 | 1 | 1 | 1 | 1 | 1 | 1 | 1 | 1 | 1 | 1 | 1 | 1 | 1 | 1 | 1 | 1 | 1 | 1 | 1 | 1 | 1 | 1 | 1 | 1 | 1 | 1 | 0 | #N/A | #N/A | 0 | 0.66667 | 0.66667 | 0.65556 | 0.64444 | 0.63333 | 0.62222 | 0.61111 | 0.6 | 0.58889 | 0.57778 | 0.56667 | 0.55556 | 0.54444 | 0.53333 | 0.52222 | 0.51111 | 0.5 | 0.48889 | 0.47778 | 0.46667 | 0.45556 | 0.44444 | 0.43333 | 0.42222 | 0.41111 | 0.4 | 0.38889 | 0.37778 | 0.36667 | 0.35556 | 0.34444 | 0 | 0.66667 | 0 | 0 | Slope | NaN | 0 | 0 |  | 1 | 0 | 0 | 1 | 0 | 0 | Slope | 2 | NaN | 0 | 0 | 0 | 0 | 0 | 0
245 | 0:41 | [8 empty] | 0 | 0 | 0 | 0 | [13 empty] | #DIV/0! | #DIV/0! | #DIV/0! | #DIV/0! | #DIV/0! | #DIV/0! | #DIV/0! | #DIV/0! | #DIV/0! | #DIV/0! | #DIV/0! | #DIV/0! | #DIV/0! | #DIV/0! | #DIV/0! | #DIV/0! | #DIV/0! | #DIV/0! | #DIV/0! | #DIV/0! | #DIV/0! | #DIV/0! | #DIV/0! | #DIV/0! | #DIV/0! | #DIV/0! | #DIV/0! | #DIV/0! | #DIV/0! | #DIV/0! | #DIV/0! | 0 | 0 | 0 | 0 | 0 | 0 | 0 | 0.05 | 0 | 0 | 0 | 0 | 0 | 0 | 0 | 0 | 0 | 0 | 0 | 0 | 0 | 0 | 0 | 0 | 0 | 0 | 0 | 0 | 0 | 0 | 0 | 0 | 0 | 0 | 0 | 0 | 0 | 0 | 0 | Slope | Slope | Slope | Slope | Slope | Slope | Slope | Slope | Slope | Slope | Slope | Slope | Slope | Slope | Slope | Slope | Slope | Slope | Slope | Slope | Slope | Slope | Slope | Slope | Slope | Slope | Slope | Slope | Slope | Slope | Slope |  | 1 | 1 | 1 | 1 | 1 | 1 | 1 | 1 | 1 | 1 | 1 | 1 | 1 | 1 | 1 | 1 | 1 | 1 | 1 | 1 | 1 | 1 | 1 | 1 | 1 | 1 | 1 | 1 | 1 | 1 | 1 | 0 | #N/A | #N/A | 0 | 0.66667 | 0.66667 | 0.65556 | 0.64444 | 0.63333 | 0.62222 | 0.61111 | 0.6 | 0.58889 | 0.57778 | 0.56667 | 0.55556 | 0.54444 | 0.53333 | 0.52222 | 0.51111 | 0.5 | 0.48889 | 0.47778 | 0.46667 | 0.45556 | 0.44444 | 0.43333 | 0.42222 | 0.41111 | 0.4 | 0.38889 | 0.37778 | 0.36667 | 0.35556 | 0.34444 | 0 | 0.66667 | 0 | 0 | Slope | NaN | 0 | 0 |  | 1 | 0 | 0 | 1 | 0 | 0 | Slope | 2 | NaN | 0 | 0 | 0 | 0 | 0 | 0
246 | 0:41 | [8 empty] | 0 | 0 | 0 | 0 | [13 empty] | #DIV/0! | #DIV/0! | #DIV/0! | #DIV/0! | #DIV/0! | #DIV/0! | #DIV/0! | #DIV/0! | #DIV/0! | #DIV/0! | #DIV/0! | #DIV/0! | #DIV/0! | #DIV/0! | #DIV/0! | #DIV/0! | #DIV/0! | #DIV/0! | #DIV/0! | #DIV/0! | #DIV/0! | #DIV/0! | #DIV/0! | #DIV/0! | #DIV/0! | #DIV/0! | #DIV/0! | #DIV/0! | #DIV/0! | #DIV/0! | #DIV/0! | 0 | 0 | 0 | 0 | 0 | 0 | 0 | 0.05 | 0 | 0 | 0 | 0 | 0 | 0 | 0 | 0 | 0 | 0 | 0 | 0 | 0 | 0 | 0 | 0 | 0 | 0 | 0 | 0 | 0 | 0 | 0 | 0 | 0 | 0 | 0 | 0 | 0 | 0 | 0 | Slope | Slope | Slope | Slope | Slope | Slope | Slope | Slope | Slope | Slope | Slope | Slope | Slope | Slope | Slope | Slope | Slope | Slope | Slope | Slope | Slope | Slope | Slope | Slope | Slope | Slope | Slope | Slope | Slope | Slope | Slope |  | 1 | 1 | 1 | 1 | 1 | 1 | 1 | 1 | 1 | 1 | 1 | 1 | 1 | 1 | 1 | 1 | 1 | 1 | 1 | 1 | 1 | 1 | 1 | 1 | 1 | 1 | 1 | 1 | 1 | 1 | 1 | 0 | #N/A | #N/A | 0 | 0.66667 | 0.66667 | 0.65556 | 0.64444 | 0.63333 | 0.62222 | 0.61111 | 0.6 | 0.58889 | 0.57778 | 0.56667 | 0.55556 | 0.54444 | 0.53333 | 0.52222 | 0.51111 | 0.5 | 0.48889 | 0.47778 | 0.46667 | 0.45556 | 0.44444 | 0.43333 | 0.42222 | 0.41111 | 0.4 | 0.38889 | 0.37778 | 0.36667 | 0.35556 | 0.34444 | 0 | 0.66667 | 0 | 0 | Slope | NaN | 0 | 0 |  | 1 | 0 | 0 | 1 | 0 | 0 | Slope | 2 | NaN | 0 | 0 | 0 | 0 | 0 | 0
247 | 0:41 | [8 empty] | 0 | 0 | 0 | 0 | [13 empty] | #DIV/0! | #DIV/0! | #DIV/0! | #DIV/0! | #DIV/0! | #DIV/0! | #DIV/0! | #DIV/0! | #DIV/0! | #DIV/0! | #DIV/0! | #DIV/0! | #DIV/0! | #DIV/0! | #DIV/0! | #DIV/0! | #DIV/0! | #DIV/0! | #DIV/0! | #DIV/0! | #DIV/0! | #DIV/0! | #DIV/0! | #DIV/0! | #DIV/0! | #DIV/0! | #DIV/0! | #DIV/0! | #DIV/0! | #DIV/0! | #DIV/0! | 0 | 0 | 0 | 0 | 0 | 0 | 0 | 0.05 | 0 | 0 | 0 | 0 | 0 | 0 | 0 | 0 | 0 | 0 | 0 | 0 | 0 | 0 | 0 | 0 | 0 | 0 | 0 | 0 | 0 | 0 | 0 | 0 | 0 | 0 | 0 | 0 | 0 | 0 | 0 | Slope | Slope | Slope | Slope | Slope | Slope | Slope | Slope | Slope | Slope | Slope | Slope | Slope | Slope | Slope | Slope | Slope | Slope | Slope | Slope | Slope | Slope | Slope | Slope | Slope | Slope | Slope | Slope | Slope | Slope | Slope |  | 1 | 1 | 1 | 1 | 1 | 1 | 1 | 1 | 1 | 1 | 1 | 1 | 1 | 1 | 1 | 1 | 1 | 1 | 1 | 1 | 1 | 1 | 1 | 1 | 1 | 1 | 1 | 1 | 1 | 1 | 1 | 0 | #N/A | #N/A | 0 | 0.66667 | 0.66667 | 0.65556 | 0.64444 | 0.63333 | 0.62222 | 0.61111 | 0.6 | 0.58889 | 0.57778 | 0.56667 | 0.55556 | 0.54444 | 0.53333 | 0.52222 | 0.51111 | 0.5 | 0.48889 | 0.47778 | 0.46667 | 0.45556 | 0.44444 | 0.43333 | 0.42222 | 0.41111 | 0.4 | 0.38889 | 0.37778 | 0.36667 | 0.35556 | 0.34444 | 0 | 0.66667 | 0 | 0 | Slope | NaN | 0 | 0 |  | 1 | 0 | 0 | 1 | 0 | 0 | Slope | 2 | NaN | 0 | 0 | 0 | 0 | 0 | 0
248 | 0:41 | [8 empty] | 0 | 0 | 0 | 0 | [13 empty] | #DIV/0! | #DIV/0! | #DIV/0! | #DIV/0! | #DIV/0! | #DIV/0! | #DIV/0! | #DIV/0! | #DIV/0! | #DIV/0! | #DIV/0! | #DIV/0! | #DIV/0! | #DIV/0! | #DIV/0! | #DIV/0! | #DIV/0! | #DIV/0! | #DIV/0! | #DIV/0! | #DIV/0! | #DIV/0! | #DIV/0! | #DIV/0! | #DIV/0! | #DIV/0! | #DIV/0! | #DIV/0! | #DIV/0! | #DIV/0! | #DIV/0! | 0 | 0 | 0 | 0 | 0 | 0 | 0 | 0.05 | 0 | 0 | 0 | 0 | 0 | 0 | 0 | 0 | 0 | 0 | 0 | 0 | 0 | 0 | 0 | 0 | 0 | 0 | 0 | 0 | 0 | 0 | 0 | 0 | 0 | 0 | 0 | 0 | 0 | 0 | 0 | Slope | Slope | Slope | Slope | Slope | Slope | Slope | Slope | Slope | Slope | Slope | Slope | Slope | Slope | Slope | Slope | Slope | Slope | Slope | Slope | Slope | Slope | Slope | Slope | Slope | Slope | Slope | Slope | Slope | Slope | Slope |  | 1 | 1 | 1 | 1 | 1 | 1 | 1 | 1 | 1 | 1 | 1 | 1 | 1 | 1 | 1 | 1 | 1 | 1 | 1 | 1 | 1 | 1 | 1 | 1 | 1 | 1 | 1 | 1 | 1 | 1 | 1 | 0 | #N/A | #N/A | 0 | 0.66667 | 0.66667 | 0.65556 | 0.64444 | 0.63333 | 0.62222 | 0.61111 | 0.6 | 0.58889 | 0.57778 | 0.56667 | 0.55556 | 0.54444 | 0.53333 | 0.52222 | 0.51111 | 0.5 | 0.48889 | 0.47778 | 0.46667 | 0.45556 | 0.44444 | 0.43333 | 0.42222 | 0.41111 | 0.4 | 0.38889 | 0.37778 | 0.36667 | 0.35556 | 0.34444 | 0 | 0.66667 | 0 | 0 | Slope | NaN | 0 | 0 |  | 1 | 0 | 0 | 1 | 0 | 0 | Slope | 2 | NaN | 0 | 0 | 0 | 0 | 0 | 0
249 | 0:41 | [8 empty] | 0 | 0 | 0 | 0 | [13 empty] | #DIV/0! | #DIV/0! | #DIV/0! | #DIV/0! | #DIV/0! | #DIV/0! | #DIV/0! | #DIV/0! | #DIV/0! | #DIV/0! | #DIV/0! | #DIV/0! | #DIV/0! | #DIV/0! | #DIV/0! | #DIV/0! | #DIV/0! | #DIV/0! | #DIV/0! | #DIV/0! | #DIV/0! | #DIV/0! | #DIV/0! | #DIV/0! | #DIV/0! | #DIV/0! | #DIV/0! | #DIV/0! | #DIV/0! | #DIV/0! | #DIV/0! | 0 | 0 | 0 | 0 | 0 | 0 | 0 | 0.05 | 0 | 0 | 0 | 0 | 0 | 0 | 0 | 0 | 0 | 0 | 0 | 0 | 0 | 0 | 0 | 0 | 0 | 0 | 0 | 0 | 0 | 0 | 0 | 0 | 0 | 0 | 0 | 0 | 0 | 0 | 0 | Slope | Slope | Slope | Slope | Slope | Slope | Slope | Slope | Slope | Slope | Slope | Slope | Slope | Slope | Slope | Slope | Slope | Slope | Slope | Slope | Slope | Slope | Slope | Slope | Slope | Slope | Slope | Slope | Slope | Slope | Slope |  | 1 | 1 | 1 | 1 | 1 | 1 | 1 | 1 | 1 | 1 | 1 | 1 | 1 | 1 | 1 | 1 | 1 | 1 | 1 | 1 | 1 | 1 | 1 | 1 | 1 | 1 | 1 | 1 | 1 | 1 | 1 | 0 | #N/A | #N/A | 0 | 0.66667 | 0.66667 | 0.65556 | 0.64444 | 0.63333 | 0.62222 | 0.61111 | 0.6 | 0.58889 | 0.57778 | 0.56667 | 0.55556 | 0.54444 | 0.53333 | 0.52222 | 0.51111 | 0.5 | 0.48889 | 0.47778 | 0.46667 | 0.45556 | 0.44444 | 0.43333 | 0.42222 | 0.41111 | 0.4 | 0.38889 | 0.37778 | 0.36667 | 0.35556 | 0.34444 | 0 | 0.66667 | 0 | 0 | Slope | NaN | 0 | 0 |  | 1 | 0 | 0 | 1 | 0 | 0 | Slope | 2 | NaN | 0 | 0 | 0 | 0 | 0 | 0
250 | 0:41 | [8 empty] | 0 | 0 | 0 | 0 | [13 empty] | #DIV/0! | #DIV/0! | #DIV/0! | #DIV/0! | #DIV/0! | #DIV/0! | #DIV/0! | #DIV/0! | #DIV/0! | #DIV/0! | #DIV/0! | #DIV/0! | #DIV/0! | #DIV/0! | #DIV/0! | #DIV/0! | #DIV/0! | #DIV/0! | #DIV/0! | #DIV/0! | #DIV/0! | #DIV/0! | #DIV/0! | #DIV/0! | #DIV/0! | #DIV/0! | #DIV/0! | #DIV/0! | #DIV/0! | #DIV/0! | #DIV/0! | 0 | 0 | 0 | 0 | 0 | 0 | 0 | 0.05 | 0 | 0 | 0 | 0 | 0 | 0 | 0 | 0 | 0 | 0 | 0 | 0 | 0 | 0 | 0 | 0 | 0 | 0 | 0 | 0 | 0 | 0 | 0 | 0 | 0 | 0 | 0 | 0 | 0 | 0 | 0 | Slope | Slope | Slope | Slope | Slope | Slope | Slope | Slope | Slope | Slope | Slope | Slope | Slope | Slope | Slope | Slope | Slope | Slope | Slope | Slope | Slope | Slope | Slope | Slope | Slope | Slope | Slope | Slope | Slope | Slope | Slope |  | 1 | 1 | 1 | 1 | 1 | 1 | 1 | 1 | 1 | 1 | 1 | 1 | 1 | 1 | 1 | 1 | 1 | 1 | 1 | 1 | 1 | 1 | 1 | 1 | 1 | 1 | 1 | 1 | 1 | 1 | 1 | 0 | #N/A | #N/A | 0 | 0.66667 | 0.66667 | 0.65556 | 0.64444 | 0.63333 | 0.62222 | 0.61111 | 0.6 | 0.58889 | 0.57778 | 0.56667 | 0.55556 | 0.54444 | 0.53333 | 0.52222 | 0.51111 | 0.5 | 0.48889 | 0.47778 | 0.46667 | 0.45556 | 0.44444 | 0.43333 | 0.42222 | 0.41111 | 0.4 | 0.38889 | 0.37778 | 0.36667 | 0.35556 | 0.34444 | 0 | 0.66667 | 0 | 0 | Slope | NaN | 0 | 0 |  | 1 | 0 | 0 | 1 | 0 | 0 | Slope | 2 | NaN | 0 | 0 | 0 | 0 | 0 | 0
251 | 0:42 | [8 empty] | 0 | 0 | 0 | 0 | [13 empty] | #DIV/0! | #DIV/0! | #DIV/0! | #DIV/0! | #DIV/0! | #DIV/0! | #DIV/0! | #DIV/0! | #DIV/0! | #DIV/0! | #DIV/0! | #DIV/0! | #DIV/0! | #DIV/0! | #DIV/0! | #DIV/0! | #DIV/0! | #DIV/0! | #DIV/0! | #DIV/0! | #DIV/0! | #DIV/0! | #DIV/0! | #DIV/0! | #DIV/0! | #DIV/0! | #DIV/0! | #DIV/0! | #DIV/0! | #DIV/0! | #DIV/0! | 0 | 0 | 0 | 0 | 0 | 0 | 0 | 0.05 | 0 | 0 | 0 | 0 | 0 | 0 | 0 | 0 | 0 | 0 | 0 | 0 | 0 | 0 | 0 | 0 | 0 | 0 | 0 | 0 | 0 | 0 | 0 | 0 | 0 | 0 | 0 | 0 | 0 | 0 | 0 | Slope | Slope | Slope | Slope | Slope | Slope | Slope | Slope | Slope | Slope | Slope | Slope | Slope | Slope | Slope | Slope | Slope | Slope | Slope | Slope | Slope | Slope | Slope | Slope | Slope | Slope | Slope | Slope | Slope | Slope | Slope |  | 1 | 1 | 1 | 1 | 1 | 1 | 1 | 1 | 1 | 1 | 1 | 1 | 1 | 1 | 1 | 1 | 1 | 1 | 1 | 1 | 1 | 1 | 1 | 1 | 1 | 1 | 1 | 1 | 1 | 1 | 1 | 0 | #N/A | #N/A | 0 | 0.66667 | 0.66667 | 0.65556 | 0.64444 | 0.63333 | 0.62222 | 0.61111 | 0.6 | 0.58889 | 0.57778 | 0.56667 | 0.55556 | 0.54444 | 0.53333 | 0.52222 | 0.51111 | 0.5 | 0.48889 | 0.47778 | 0.46667 | 0.45556 | 0.44444 | 0.43333 | 0.42222 | 0.41111 | 0.4 | 0.38889 | 0.37778 | 0.36667 | 0.35556 | 0.34444 | 0 | 0.66667 | 0 | 0 | Slope | NaN | 0 | 0 |  | 1 | 0 | 0 | 1 | 0 | 0 | Slope | 2 | NaN | 0 | 0 | 0 | 0 | 0 | 0
252 | 0:42 | [8 empty] | 0 | 0 | 0 | 0 | [13 empty] | #DIV/0! | #DIV/0! | #DIV/0! | #DIV/0! | #DIV/0! | #DIV/0! | #DIV/0! | #DIV/0! | #DIV/0! | #DIV/0! | #DIV/0! | #DIV/0! | #DIV/0! | #DIV/0! | #DIV/0! | #DIV/0! | #DIV/0! | #DIV/0! | #DIV/0! | #DIV/0! | #DIV/0! | #DIV/0! | #DIV/0! | #DIV/0! | #DIV/0! | #DIV/0! | #DIV/0! | #DIV/0! | #DIV/0! | #DIV/0! | #DIV/0! | 0 | 0 | 0 | 0 | 0 | 0 | 0 | 0.05 | 0 | 0 | 0 | 0 | 0 | 0 | 0 | 0 | 0 | 0 | 0 | 0 | 0 | 0 | 0 | 0 | 0 | 0 | 0 | 0 | 0 | 0 | 0 | 0 | 0 | 0 | 0 | 0 | 0 | 0 | 0 | Slope | Slope | Slope | Slope | Slope | Slope | Slope | Slope | Slope | Slope | Slope | Slope | Slope | Slope | Slope | Slope | Slope | Slope | Slope | Slope | Slope | Slope | Slope | Slope | Slope | Slope | Slope | Slope | Slope | Slope | Slope |  | 1 | 1 | 1 | 1 | 1 | 1 | 1 | 1 | 1 | 1 | 1 | 1 | 1 | 1 | 1 | 1 | 1 | 1 | 1 | 1 | 1 | 1 | 1 | 1 | 1 | 1 | 1 | 1 | 1 | 1 | 1 | 0 | #N/A | #N/A | 0 | 0.66667 | 0.66667 | 0.65556 | 0.64444 | 0.63333 | 0.62222 | 0.61111 | 0.6 | 0.58889 | 0.57778 | 0.56667 | 0.55556 | 0.54444 | 0.53333 | 0.52222 | 0.51111 | 0.5 | 0.48889 | 0.47778 | 0.46667 | 0.45556 | 0.44444 | 0.43333 | 0.42222 | 0.41111 | 0.4 | 0.38889 | 0.37778 | 0.36667 | 0.35556 | 0.34444 | 0 | 0.66667 | 0 | 0 | Slope | NaN | 0 | 0 |  | 1 | 0 | 0 | 1 | 0 | 0 | Slope | 2 | NaN | 0 | 0 | 0 | 0 | 0 | 0
253 | 0:42 | [8 empty] | 0 | 0 | 0 | 0 | [13 empty] | #DIV/0! | #DIV/0! | #DIV/0! | #DIV/0! | #DIV/0! | #DIV/0! | #DIV/0! | #DIV/0! | #DIV/0! | #DIV/0! | #DIV/0! | #DIV/0! | #DIV/0! | #DIV/0! | #DIV/0! | #DIV/0! | #DIV/0! | #DIV/0! | #DIV/0! | #DIV/0! | #DIV/0! | #DIV/0! | #DIV/0! | #DIV/0! | #DIV/0! | #DIV/0! | #DIV/0! | #DIV/0! | #DIV/0! | #DIV/0! | #DIV/0! | 0 | 0 | 0 | 0 | 0 | 0 | 0 | 0.05 | 0 | 0 | 0 | 0 | 0 | 0 | 0 | 0 | 0 | 0 | 0 | 0 | 0 | 0 | 0 | 0 | 0 | 0 | 0 | 0 | 0 | 0 | 0 | 0 | 0 | 0 | 0 | 0 | 0 | 0 | 0 | Slope | Slope | Slope | Slope | Slope | Slope | Slope | Slope | Slope | Slope | Slope | Slope | Slope | Slope | Slope | Slope | Slope | Slope | Slope | Slope | Slope | Slope | Slope | Slope | Slope | Slope | Slope | Slope | Slope | Slope | Slope |  | 1 | 1 | 1 | 1 | 1 | 1 | 1 | 1 | 1 | 1 | 1 | 1 | 1 | 1 | 1 | 1 | 1 | 1 | 1 | 1 | 1 | 1 | 1 | 1 | 1 | 1 | 1 | 1 | 1 | 1 | 1 | 0 | #N/A | #N/A | 0 | 0.66667 | 0.66667 | 0.65556 | 0.64444 | 0.63333 | 0.62222 | 0.61111 | 0.6 | 0.58889 | 0.57778 | 0.56667 | 0.55556 | 0.54444 | 0.53333 | 0.52222 | 0.51111 | 0.5 | 0.48889 | 0.47778 | 0.46667 | 0.45556 | 0.44444 | 0.43333 | 0.42222 | 0.41111 | 0.4 | 0.38889 | 0.37778 | 0.36667 | 0.35556 | 0.34444 | 0 | 0.66667 | 0 | 0 | Slope | NaN | 0 | 0 |  | 1 | 0 | 0 | 1 | 0 | 0 | Slope | 2 | NaN | 0 | 0 | 0 | 0 | 0 | 0
254 | 0:42 | [8 empty] | 0 | 0 | 0 | 0 | [13 empty] | #DIV/0! | #DIV/0! | #DIV/0! | #DIV/0! | #DIV/0! | #DIV/0! | #DIV/0! | #DIV/0! | #DIV/0! | #DIV/0! | #DIV/0! | #DIV/0! | #DIV/0! | #DIV/0! | #DIV/0! | #DIV/0! | #DIV/0! | #DIV/0! | #DIV/0! | #DIV/0! | #DIV/0! | #DIV/0! | #DIV/0! | #DIV/0! | #DIV/0! | #DIV/0! | #DIV/0! | #DIV/0! | #DIV/0! | #DIV/0! | #DIV/0! | 0 | 0 | 0 | 0 | 0 | 0 | 0 | 0.05 | 0 | 0 | 0 | 0 | 0 | 0 | 0 | 0 | 0 | 0 | 0 | 0 | 0 | 0 | 0 | 0 | 0 | 0 | 0 | 0 | 0 | 0 | 0 | 0 | 0 | 0 | 0 | 0 | 0 | 0 | 0 | Slope | Slope | Slope | Slope | Slope | Slope | Slope | Slope | Slope | Slope | Slope | Slope | Slope | Slope | Slope | Slope | Slope | Slope | Slope | Slope | Slope | Slope | Slope | Slope | Slope | Slope | Slope | Slope | Slope | Slope | Slope |  | 1 | 1 | 1 | 1 | 1 | 1 | 1 | 1 | 1 | 1 | 1 | 1 | 1 | 1 | 1 | 1 | 1 | 1 | 1 | 1 | 1 | 1 | 1 | 1 | 1 | 1 | 1 | 1 | 1 | 1 | 1 | 0 | #N/A | #N/A | 0 | 0.66667 | 0.66667 | 0.65556 | 0.64444 | 0.63333 | 0.62222 | 0.61111 | 0.6 | 0.58889 | 0.57778 | 0.56667 | 0.55556 | 0.54444 | 0.53333 | 0.52222 | 0.51111 | 0.5 | 0.48889 | 0.47778 | 0.46667 | 0.45556 | 0.44444 | 0.43333 | 0.42222 | 0.41111 | 0.4 | 0.38889 | 0.37778 | 0.36667 | 0.35556 | 0.34444 | 0 | 0.66667 | 0 | 0 | Slope | NaN | 0 | 0 |  | 1 | 0 | 0 | 1 | 0 | 0 | Slope | 2 | NaN | 0 | 0 | 0 | 0 | 0 | 0
255 | 0:42 | [8 empty] | 0 | 0 | 0 | 0 | [13 empty] | #DIV/0! | #DIV/0! | #DIV/0! | #DIV/0! | #DIV/0! | #DIV/0! | #DIV/0! | #DIV/0! | #DIV/0! | #DIV/0! | #DIV/0! | #DIV/0! | #DIV/0! | #DIV/0! | #DIV/0! | #DIV/0! | #DIV/0! | #DIV/0! | #DIV/0! | #DIV/0! | #DIV/0! | #DIV/0! | #DIV/0! | #DIV/0! | #DIV/0! | #DIV/0! | #DIV/0! | #DIV/0! | #DIV/0! | #DIV/0! | #DIV/0! | 0 | 0 | 0 | 0 | 0 | 0 | 0 | 0.05 | 0 | 0 | 0 | 0 | 0 | 0 | 0 | 0 | 0 | 0 | 0 | 0 | 0 | 0 | 0 | 0 | 0 | 0 | 0 | 0 | 0 | 0 | 0 | 0 | 0 | 0 | 0 | 0 | 0 | 0 | 0 | Slope | Slope | Slope | Slope | Slope | Slope | Slope | Slope | Slope | Slope | Slope | Slope | Slope | Slope | Slope | Slope | Slope | Slope | Slope | Slope | Slope | Slope | Slope | Slope | Slope | Slope | Slope | Slope | Slope | Slope | Slope |  | 1 | 1 | 1 | 1 | 1 | 1 | 1 | 1 | 1 | 1 | 1 | 1 | 1 | 1 | 1 | 1 | 1 | 1 | 1 | 1 | 1 | 1 | 1 | 1 | 1 | 1 | 1 | 1 | 1 | 1 | 1 | 0 | #N/A | #N/A | 0 | 0.66667 | 0.66667 | 0.65556 | 0.64444 | 0.63333 | 0.62222 | 0.61111 | 0.6 | 0.58889 | 0.57778 | 0.56667 | 0.55556 | 0.54444 | 0.53333 | 0.52222 | 0.51111 | 0.5 | 0.48889 | 0.47778 | 0.46667 | 0.45556 | 0.44444 | 0.43333 | 0.42222 | 0.41111 | 0.4 | 0.38889 | 0.37778 | 0.36667 | 0.35556 | 0.34444 | 0 | 0.66667 | 0 | 0 | Slope | NaN | 0 | 0 |  | 1 | 0 | 0 | 1 | 0 | 0 | Slope | 2 | NaN | 0 | 0 | 0 | 0 | 0 | 0
256 | 0:42 | [8 empty] | 0 | 0 | 0 | 0 | [13 empty] | #DIV/0! | #DIV/0! | #DIV/0! | #DIV/0! | #DIV/0! | #DIV/0! | #DIV/0! | #DIV/0! | #DIV/0! | #DIV/0! | #DIV/0! | #DIV/0! | #DIV/0! | #DIV/0! | #DIV/0! | #DIV/0! | #DIV/0! | #DIV/0! | #DIV/0! | #DIV/0! | #DIV/0! | #DIV/0! | #DIV/0! | #DIV/0! | #DIV/0! | #DIV/0! | #DIV/0! | #DIV/0! | #DIV/0! | #DIV/0! | #DIV/0! | 0 | 0 | 0 | 0 | 0 | 0 | 0 | 0.05 | 0 | 0 | 0 | 0 | 0 | 0 | 0 | 0 | 0 | 0 | 0 | 0 | 0 | 0 | 0 | 0 | 0 | 0 | 0 | 0 | 0 | 0 | 0 | 0 | 0 | 0 | 0 | 0 | 0 | 0 | 0 | Slope | Slope | Slope | Slope | Slope | Slope | Slope | Slope | Slope | Slope | Slope | Slope | Slope | Slope | Slope | Slope | Slope | Slope | Slope | Slope | Slope | Slope | Slope | Slope | Slope | Slope | Slope | Slope | Slope | Slope | Slope |  | 1 | 1 | 1 | 1 | 1 | 1 | 1 | 1 | 1 | 1 | 1 | 1 | 1 | 1 | 1 | 1 | 1 | 1 | 1 | 1 | 1 | 1 | 1 | 1 | 1 | 1 | 1 | 1 | 1 | 1 | 1 | 0 | #N/A | #N/A | 0 | 0.66667 | 0.66667 | 0.65556 | 0.64444 | 0.63333 | 0.62222 | 0.61111 | 0.6 | 0.58889 | 0.57778 | 0.56667 | 0.55556 | 0.54444 | 0.53333 | 0.52222 | 0.51111 | 0.5 | 0.48889 | 0.47778 | 0.46667 | 0.45556 | 0.44444 | 0.43333 | 0.42222 | 0.41111 | 0.4 | 0.38889 | 0.37778 | 0.36667 | 0.35556 | 0.34444 | 0 | 0.66667 | 0 | 0 | Slope | NaN | 0 | 0 |  | 1 | 0 | 0 | 1 | 0 | 0 | Slope | 2 | NaN | 0 | 0 | 0 | 0 | 0 | 0
257 | 0:43 | [8 empty] | 0 | 0 | 0 | 0 | [13 empty] | #DIV/0! | #DIV/0! | #DIV/0! | #DIV/0! | #DIV/0! | #DIV/0! | #DIV/0! | #DIV/0! | #DIV/0! | #DIV/0! | #DIV/0! | #DIV/0! | #DIV/0! | #DIV/0! | #DIV/0! | #DIV/0! | #DIV/0! | #DIV/0! | #DIV/0! | #DIV/0! | #DIV/0! | #DIV/0! | #DIV/0! | #DIV/0! | #DIV/0! | #DIV/0! | #DIV/0! | #DIV/0! | #DIV/0! | #DIV/0! | #DIV/0! | 0 | 0 | 0 | 0 | 0 | 0 | 0 | 0.05 | 0 | 0 | 0 | 0 | 0 | 0 | 0 | 0 | 0 | 0 | 0 | 0 | 0 | 0 | 0 | 0 | 0 | 0 | 0 | 0 | 0 | 0 | 0 | 0 | 0 | 0 | 0 | 0 | 0 | 0 | 0 | Slope | Slope | Slope | Slope | Slope | Slope | Slope | Slope | Slope | Slope | Slope | Slope | Slope | Slope | Slope | Slope | Slope | Slope | Slope | Slope | Slope | Slope | Slope | Slope | Slope | Slope | Slope | Slope | Slope | Slope | Slope |  | 1 | 1 | 1 | 1 | 1 | 1 | 1 | 1 | 1 | 1 | 1 | 1 | 1 | 1 | 1 | 1 | 1 | 1 | 1 | 1 | 1 | 1 | 1 | 1 | 1 | 1 | 1 | 1 | 1 | 1 | 1 | 0 | #N/A | #N/A | 0 | 0.66667 | 0.66667 | 0.65556 | 0.64444 | 0.63333 | 0.62222 | 0.61111 | 0.6 | 0.58889 | 0.57778 | 0.56667 | 0.55556 | 0.54444 | 0.53333 | 0.52222 | 0.51111 | 0.5 | 0.48889 | 0.47778 | 0.46667 | 0.45556 | 0.44444 | 0.43333 | 0.42222 | 0.41111 | 0.4 | 0.38889 | 0.37778 | 0.36667 | 0.35556 | 0.34444 | 0 | 0.66667 | 0 | 0 | Slope | NaN | 0 | 0 |  | 1 | 0 | 0 | 1 | 0 | 0 | Slope | 2 | NaN | 0 | 0 | 0 | 0 | 0 | 0
258 | 0:43 | [8 empty] | 0 | 0 | 0 | 0 | [13 empty] | #DIV/0! | #DIV/0! | #DIV/0! | #DIV/0! | #DIV/0! | #DIV/0! | #DIV/0! | #DIV/0! | #DIV/0! | #DIV/0! | #DIV/0! | #DIV/0! | #DIV/0! | #DIV/0! | #DIV/0! | #DIV/0! | #DIV/0! | #DIV/0! | #DIV/0! | #DIV/0! | #DIV/0! | #DIV/0! | #DIV/0! | #DIV/0! | #DIV/0! | #DIV/0! | #DIV/0! | #DIV/0! | #DIV/0! | #DIV/0! | #DIV/0! | 0 | 0 | 0 | 0 | 0 | 0 | 0 | 0.05 | 0 | 0 | 0 | 0 | 0 | 0 | 0 | 0 | 0 | 0 | 0 | 0 | 0 | 0 | 0 | 0 | 0 | 0 | 0 | 0 | 0 | 0 | 0 | 0 | 0 | 0 | 0 | 0 | 0 | 0 | 0 | Slope | Slope | Slope | Slope | Slope | Slope | Slope | Slope | Slope | Slope | Slope | Slope | Slope | Slope | Slope | Slope | Slope | Slope | Slope | Slope | Slope | Slope | Slope | Slope | Slope | Slope | Slope | Slope | Slope | Slope | Slope |  | 1 | 1 | 1 | 1 | 1 | 1 | 1 | 1 | 1 | 1 | 1 | 1 | 1 | 1 | 1 | 1 | 1 | 1 | 1 | 1 | 1 | 1 | 1 | 1 | 1 | 1 | 1 | 1 | 1 | 1 | 1 | 0 | #N/A | #N/A | 0 | 0.66667 | 0.66667 | 0.65556 | 0.64444 | 0.63333 | 0.62222 | 0.61111 | 0.6 | 0.58889 | 0.57778 | 0.56667 | 0.55556 | 0.54444 | 0.53333 | 0.52222 | 0.51111 | 0.5 | 0.48889 | 0.47778 | 0.46667 | 0.45556 | 0.44444 | 0.43333 | 0.42222 | 0.41111 | 0.4 | 0.38889 | 0.37778 | 0.36667 | 0.35556 | 0.34444 | 0 | 0.66667 | 0 | 0 | Slope | NaN | 0 | 0 |  | 1 | 0 | 0 | 1 | 0 | 0 | Slope | 2 | NaN | 0 | 0 | 0 | 0 | 0 | 0
259 | 0:43 | [8 empty] | 0 | 0 | 0 | 0 | [13 empty] | #DIV/0! | #DIV/0! | #DIV/0! | #DIV/0! | #DIV/0! | #DIV/0! | #DIV/0! | #DIV/0! | #DIV/0! | #DIV/0! | #DIV/0! | #DIV/0! | #DIV/0! | #DIV/0! | #DIV/0! | #DIV/0! | #DIV/0! | #DIV/0! | #DIV/0! | #DIV/0! | #DIV/0! | #DIV/0! | #DIV/0! | #DIV/0! | #DIV/0! | #DIV/0! | #DIV/0! | #DIV/0! | #DIV/0! | #DIV/0! | #DIV/0! | 0 | 0 | 0 | 0 | 0 | 0 | 0 | 0.05 | 0 | 0 | 0 | 0 | 0 | 0 | 0 | 0 | 0 | 0 | 0 | 0 | 0 | 0 | 0 | 0 | 0 | 0 | 0 | 0 | 0 | 0 | 0 | 0 | 0 | 0 | 0 | 0 | 0 | 0 | 0 | Slope | Slope | Slope | Slope | Slope | Slope | Slope | Slope | Slope | Slope | Slope | Slope | Slope | Slope | Slope | Slope | Slope | Slope | Slope | Slope | Slope | Slope | Slope | Slope | Slope | Slope | Slope | Slope | Slope | Slope | Slope |  | 1 | 1 | 1 | 1 | 1 | 1 | 1 | 1 | 1 | 1 | 1 | 1 | 1 | 1 | 1 | 1 | 1 | 1 | 1 | 1 | 1 | 1 | 1 | 1 | 1 | 1 | 1 | 1 | 1 | 1 | 1 | 0 | #N/A | #N/A | 0 | 0.66667 | 0.66667 | 0.65556 | 0.64444 | 0.63333 | 0.62222 | 0.61111 | 0.6 | 0.58889 | 0.57778 | 0.56667 | 0.55556 | 0.54444 | 0.53333 | 0.52222 | 0.51111 | 0.5 | 0.48889 | 0.47778 | 0.46667 | 0.45556 | 0.44444 | 0.43333 | 0.42222 | 0.41111 | 0.4 | 0.38889 | 0.37778 | 0.36667 | 0.35556 | 0.34444 | 0 | 0.66667 | 0 | 0 | Slope | NaN | 0 | 0 |  | 1 | 0 | 0 | 1 | 0 | 0 | Slope | 2 | NaN | 0 | 0 | 0 | 0 | 0 | 0
260 | 0:43 | [8 empty] | 0 | 0 | 0 | 0 | [13 empty] | #DIV/0! | #DIV/0! | #DIV/0! | #DIV/0! | #DIV/0! | #DIV/0! | #DIV/0! | #DIV/0! | #DIV/0! | #DIV/0! | #DIV/0! | #DIV/0! | #DIV/0! | #DIV/0! | #DIV/0! | #DIV/0! | #DIV/0! | #DIV/0! | #DIV/0! | #DIV/0! | #DIV/0! | #DIV/0! | #DIV/0! | #DIV/0! | #DIV/0! | #DIV/0! | #DIV/0! | #DIV/0! | #DIV/0! | #DIV/0! | #DIV/0! | 0 | 0 | 0 | 0 | 0 | 0 | 0 | 0.05 | 0 | 0 | 0 | 0 | 0 | 0 | 0 | 0 | 0 | 0 | 0 | 0 | 0 | 0 | 0 | 0 | 0 | 0 | 0 | 0 | 0 | 0 | 0 | 0 | 0 | 0 | 0 | 0 | 0 | 0 | 0 | Slope | Slope | Slope | Slope | Slope | Slope | Slope | Slope | Slope | Slope | Slope | Slope | Slope | Slope | Slope | Slope | Slope | Slope | Slope | Slope | Slope | Slope | Slope | Slope | Slope | Slope | Slope | Slope | Slope | Slope | Slope |  | 1 | 1 | 1 | 1 | 1 | 1 | 1 | 1 | 1 | 1 | 1 | 1 | 1 | 1 | 1 | 1 | 1 | 1 | 1 | 1 | 1 | 1 | 1 | 1 | 1 | 1 | 1 | 1 | 1 | 1 | 1 | 0 | #N/A | #N/A | 0 | 0.66667 | 0.66667 | 0.65556 | 0.64444 | 0.63333 | 0.62222 | 0.61111 | 0.6 | 0.58889 | 0.57778 | 0.56667 | 0.55556 | 0.54444 | 0.53333 | 0.52222 | 0.51111 | 0.5 | 0.48889 | 0.47778 | 0.46667 | 0.45556 | 0.44444 | 0.43333 | 0.42222 | 0.41111 | 0.4 | 0.38889 | 0.37778 | 0.36667 | 0.35556 | 0.34444 | 0 | 0.66667 | 0 | 0 | Slope | NaN | 0 | 0 |  | 1 | 0 | 0 | 1 | 0 | 0 | Slope | 2 | NaN | 0 | 0 | 0 | 0 | 0 | 0
261 | 0:43 | [8 empty] | 0 | 0 | 0 | 0 | [13 empty] | #DIV/0! | #DIV/0! | #DIV/0! | #DIV/0! | #DIV/0! | #DIV/0! | #DIV/0! | #DIV/0! | #DIV/0! | #DIV/0! | #DIV/0! | #DIV/0! | #DIV/0! | #DIV/0! | #DIV/0! | #DIV/0! | #DIV/0! | #DIV/0! | #DIV/0! | #DIV/0! | #DIV/0! | #DIV/0! | #DIV/0! | #DIV/0! | #DIV/0! | #DIV/0! | #DIV/0! | #DIV/0! | #DIV/0! | #DIV/0! | #DIV/0! | 0 | 0 | 0 | 0 | 0 | 0 | 0 | 0.05 | 0 | 0 | 0 | 0 | 0 | 0 | 0 | 0 | 0 | 0 | 0 | 0 | 0 | 0 | 0 | 0 | 0 | 0 | 0 | 0 | 0 | 0 | 0 | 0 | 0 | 0 | 0 | 0 | 0 | 0 | 0 | Slope | Slope | Slope | Slope | Slope | Slope | Slope | Slope | Slope | Slope | Slope | Slope | Slope | Slope | Slope | Slope | Slope | Slope | Slope | Slope | Slope | Slope | Slope | Slope | Slope | Slope | Slope | Slope | Slope | Slope | Slope |  | 1 | 1 | 1 | 1 | 1 | 1 | 1 | 1 | 1 | 1 | 1 | 1 | 1 | 1 | 1 | 1 | 1 | 1 | 1 | 1 | 1 | 1 | 1 | 1 | 1 | 1 | 1 | 1 | 1 | 1 | 1 | 0 | #N/A | #N/A | 0 | 0.66667 | 0.66667 | 0.65556 | 0.64444 | 0.63333 | 0.62222 | 0.61111 | 0.6 | 0.58889 | 0.57778 | 0.56667 | 0.55556 | 0.54444 | 0.53333 | 0.52222 | 0.51111 | 0.5 | 0.48889 | 0.47778 | 0.46667 | 0.45556 | 0.44444 | 0.43333 | 0.42222 | 0.41111 | 0.4 | 0.38889 | 0.37778 | 0.36667 | 0.35556 | 0.34444 | 0 | 0.66667 | 0 | 0 | Slope | NaN | 0 | 0 |  | 1 | 0 | 0 | 1 | 0 | 0 | Slope | 2 | NaN | 0 | 0 | 0 | 0 | 0 | 0
262 | 0:43 | [8 empty] | 0 | 0 | 0 | 0 | [13 empty] | #DIV/0! | #DIV/0! | #DIV/0! | #DIV/0! | #DIV/0! | #DIV/0! | #DIV/0! | #DIV/0! | #DIV/0! | #DIV/0! | #DIV/0! | #DIV/0! | #DIV/0! | #DIV/0! | #DIV/0! | #DIV/0! | #DIV/0! | #DIV/0! | #DIV/0! | #DIV/0! | #DIV/0! | #DIV/0! | #DIV/0! | #DIV/0! | #DIV/0! | #DIV/0! | #DIV/0! | #DIV/0! | #DIV/0! | #DIV/0! | #DIV/0! | 0 | 0 | 0 | 0 | 0 | 0 | 0 | 0.05 | 0 | 0 | 0 | 0 | 0 | 0 | 0 | 0 | 0 | 0 | 0 | 0 | 0 | 0 | 0 | 0 | 0 | 0 | 0 | 0 | 0 | 0 | 0 | 0 | 0 | 0 | 0 | 0 | 0 | 0 | 0 | Slope | Slope | Slope | Slope | Slope | Slope | Slope | Slope | Slope | Slope | Slope | Slope | Slope | Slope | Slope | Slope | Slope | Slope | Slope | Slope | Slope | Slope | Slope | Slope | Slope | Slope | Slope | Slope | Slope | Slope | Slope |  | 1 | 1 | 1 | 1 | 1 | 1 | 1 | 1 | 1 | 1 | 1 | 1 | 1 | 1 | 1 | 1 | 1 | 1 | 1 | 1 | 1 | 1 | 1 | 1 | 1 | 1 | 1 | 1 | 1 | 1 | 1 | 0 | #N/A | #N/A | 0 | 0.66667 | 0.66667 | 0.65556 | 0.64444 | 0.63333 | 0.62222 | 0.61111 | 0.6 | 0.58889 | 0.57778 | 0.56667 | 0.55556 | 0.54444 | 0.53333 | 0.52222 | 0.51111 | 0.5 | 0.48889 | 0.47778 | 0.46667 | 0.45556 | 0.44444 | 0.43333 | 0.42222 | 0.41111 | 0.4 | 0.38889 | 0.37778 | 0.36667 | 0.35556 | 0.34444 | 0 | 0.66667 | 0 | 0 | Slope | NaN | 0 | 0 |  | 1 | 0 | 0 | 1 | 0 | 0 | Slope | 2 | NaN | 0 | 0 | 0 | 0 | 0 | 0
263 | 0:44 | [8 empty] | 0 | 0 | 0 | 0 | [13 empty] | #DIV/0! | #DIV/0! | #DIV/0! | #DIV/0! | #DIV/0! | #DIV/0! | #DIV/0! | #DIV/0! | #DIV/0! | #DIV/0! | #DIV/0! | #DIV/0! | #DIV/0! | #DIV/0! | #DIV/0! | #DIV/0! | #DIV/0! | #DIV/0! | #DIV/0! | #DIV/0! | #DIV/0! | #DIV/0! | #DIV/0! | #DIV/0! | #DIV/0! | #DIV/0! | #DIV/0! | #DIV/0! | #DIV/0! | #DIV/0! | #DIV/0! | 0 | 0 | 0 | 0 | 0 | 0 | 0 | 0.05 | 0 | 0 | 0 | 0 | 0 | 0 | 0 | 0 | 0 | 0 | 0 | 0 | 0 | 0 | 0 | 0 | 0 | 0 | 0 | 0 | 0 | 0 | 0 | 0 | 0 | 0 | 0 | 0 | 0 | 0 | 0 | Slope | Slope | Slope | Slope | Slope | Slope | Slope | Slope | Slope | Slope | Slope | Slope | Slope | Slope | Slope | Slope | Slope | Slope | Slope | Slope | Slope | Slope | Slope | Slope | Slope | Slope | Slope | Slope | Slope | Slope | Slope |  | 1 | 1 | 1 | 1 | 1 | 1 | 1 | 1 | 1 | 1 | 1 | 1 | 1 | 1 | 1 | 1 | 1 | 1 | 1 | 1 | 1 | 1 | 1 | 1 | 1 | 1 | 1 | 1 | 1 | 1 | 1 | 0 | #N/A | #N/A | 0 | 0.66667 | 0.66667 | 0.65556 | 0.64444 | 0.63333 | 0.62222 | 0.61111 | 0.6 | 0.58889 | 0.57778 | 0.56667 | 0.55556 | 0.54444 | 0.53333 | 0.52222 | 0.51111 | 0.5 | 0.48889 | 0.47778 | 0.46667 | 0.45556 | 0.44444 | 0.43333 | 0.42222 | 0.41111 | 0.4 | 0.38889 | 0.37778 | 0.36667 | 0.35556 | 0.34444 | 0 | 0.66667 | 0 | 0 | Slope | NaN | 0 | 0 |  | 1 | 0 | 0 | 1 | 0 | 0 | Slope | 2 | NaN | 0 | 0 | 0 | 0 | 0 | 0
264 | 0:44 | [8 empty] | 0 | 0 | 0 | 0 | [13 empty] | #DIV/0! | #DIV/0! | #DIV/0! | #DIV/0! | #DIV/0! | #DIV/0! | #DIV/0! | #DIV/0! | #DIV/0! | #DIV/0! | #DIV/0! | #DIV/0! | #DIV/0! | #DIV/0! | #DIV/0! | #DIV/0! | #DIV/0! | #DIV/0! | #DIV/0! | #DIV/0! | #DIV/0! | #DIV/0! | #DIV/0! | #DIV/0! | #DIV/0! | #DIV/0! | #DIV/0! | #DIV/0! | #DIV/0! | #DIV/0! | #DIV/0! | 0 | 0 | 0 | 0 | 0 | 0 | 0 | 0.05 | 0 | 0 | 0 | 0 | 0 | 0 | 0 | 0 | 0 | 0 | 0 | 0 | 0 | 0 | 0 | 0 | 0 | 0 | 0 | 0 | 0 | 0 | 0 | 0 | 0 | 0 | 0 | 0 | 0 | 0 | 0 | Slope | Slope | Slope | Slope | Slope | Slope | Slope | Slope | Slope | Slope | Slope | Slope | Slope | Slope | Slope | Slope | Slope | Slope | Slope | Slope | Slope | Slope | Slope | Slope | Slope | Slope | Slope | Slope | Slope | Slope | Slope |  | 1 | 1 | 1 | 1 | 1 | 1 | 1 | 1 | 1 | 1 | 1 | 1 | 1 | 1 | 1 | 1 | 1 | 1 | 1 | 1 | 1 | 1 | 1 | 1 | 1 | 1 | 1 | 1 | 1 | 1 | 1 | 0 | #N/A | #N/A | 0 | 0.66667 | 0.66667 | 0.65556 | 0.64444 | 0.63333 | 0.62222 | 0.61111 | 0.6 | 0.58889 | 0.57778 | 0.56667 | 0.55556 | 0.54444 | 0.53333 | 0.52222 | 0.51111 | 0.5 | 0.48889 | 0.47778 | 0.46667 | 0.45556 | 0.44444 | 0.43333 | 0.42222 | 0.41111 | 0.4 | 0.38889 | 0.37778 | 0.36667 | 0.35556 | 0.34444 | 0 | 0.66667 | 0 | 0 | Slope | NaN | 0 | 0 |  | 1 | 0 | 0 | 1 | 0 | 0 | Slope | 2 | NaN | 0 | 0 | 0 | 0 | 0 | 0
265 | 0:44 | [8 empty] | 0 | 0 | 0 | 0 | [13 empty] | #DIV/0! | #DIV/0! | #DIV/0! | #DIV/0! | #DIV/0! | #DIV/0! | #DIV/0! | #DIV/0! | #DIV/0! | #DIV/0! | #DIV/0! | #DIV/0! | #DIV/0! | #DIV/0! | #DIV/0! | #DIV/0! | #DIV/0! | #DIV/0! | #DIV/0! | #DIV/0! | #DIV/0! | #DIV/0! | #DIV/0! | #DIV/0! | #DIV/0! | #DIV/0! | #DIV/0! | #DIV/0! | #DIV/0! | #DIV/0! | #DIV/0! | 0 | 0 | 0 | 0 | 0 | 0 | 0 | 0.05 | 0 | 0 | 0 | 0 | 0 | 0 | 0 | 0 | 0 | 0 | 0 | 0 | 0 | 0 | 0 | 0 | 0 | 0 | 0 | 0 | 0 | 0 | 0 | 0 | 0 | 0 | 0 | 0 | 0 | 0 | 0 | Slope | Slope | Slope | Slope | Slope | Slope | Slope | Slope | Slope | Slope | Slope | Slope | Slope | Slope | Slope | Slope | Slope | Slope | Slope | Slope | Slope | Slope | Slope | Slope | Slope | Slope | Slope | Slope | Slope | Slope | Slope |  | 1 | 1 | 1 | 1 | 1 | 1 | 1 | 1 | 1 | 1 | 1 | 1 | 1 | 1 | 1 | 1 | 1 | 1 | 1 | 1 | 1 | 1 | 1 | 1 | 1 | 1 | 1 | 1 | 1 | 1 | 1 | 0 | #N/A | #N/A | 0 | 0.66667 | 0.66667 | 0.65556 | 0.64444 | 0.63333 | 0.62222 | 0.61111 | 0.6 | 0.58889 | 0.57778 | 0.56667 | 0.55556 | 0.54444 | 0.53333 | 0.52222 | 0.51111 | 0.5 | 0.48889 | 0.47778 | 0.46667 | 0.45556 | 0.44444 | 0.43333 | 0.42222 | 0.41111 | 0.4 | 0.38889 | 0.37778 | 0.36667 | 0.35556 | 0.34444 | 0 | 0.66667 | 0 | 0 | Slope | NaN | 0 | 0 |  | 1 | 0 | 0 | 1 | 0 | 0 | Slope | 2 | NaN | 0 | 0 | 0 | 0 | 0 | 0
266 | 0:44 | [8 empty] | 0 | 0 | 0 | 0 | [13 empty] | #DIV/0! | #DIV/0! | #DIV/0! | #DIV/0! | #DIV/0! | #DIV/0! | #DIV/0! | #DIV/0! | #DIV/0! | #DIV/0! | #DIV/0! | #DIV/0! | #DIV/0! | #DIV/0! | #DIV/0! | #DIV/0! | #DIV/0! | #DIV/0! | #DIV/0! | #DIV/0! | #DIV/0! | #DIV/0! | #DIV/0! | #DIV/0! | #DIV/0! | #DIV/0! | #DIV/0! | #DIV/0! | #DIV/0! | #DIV/0! | #DIV/0! | 0 | 0 | 0 | 0 | 0 | 0 | 0 | 0.05 | 0 | 0 | 0 | 0 | 0 | 0 | 0 | 0 | 0 | 0 | 0 | 0 | 0 | 0 | 0 | 0 | 0 | 0 | 0 | 0 | 0 | 0 | 0 | 0 | 0 | 0 | 0 | 0 | 0 | 0 | 0 | Slope | Slope | Slope | Slope | Slope | Slope | Slope | Slope | Slope | Slope | Slope | Slope | Slope | Slope | Slope | Slope | Slope | Slope | Slope | Slope | Slope | Slope | Slope | Slope | Slope | Slope | Slope | Slope | Slope | Slope | Slope |  | 1 | 1 | 1 | 1 | 1 | 1 | 1 | 1 | 1 | 1 | 1 | 1 | 1 | 1 | 1 | 1 | 1 | 1 | 1 | 1 | 1 | 1 | 1 | 1 | 1 | 1 | 1 | 1 | 1 | 1 | 1 | 0 | #N/A | #N/A | 0 | 0.66667 | 0.66667 | 0.65556 | 0.64444 | 0.63333 | 0.62222 | 0.61111 | 0.6 | 0.58889 | 0.57778 | 0.56667 | 0.55556 | 0.54444 | 0.53333 | 0.52222 | 0.51111 | 0.5 | 0.48889 | 0.47778 | 0.46667 | 0.45556 | 0.44444 | 0.43333 | 0.42222 | 0.41111 | 0.4 | 0.38889 | 0.37778 | 0.36667 | 0.35556 | 0.34444 | 0 | 0.66667 | 0 | 0 | Slope | NaN | 0 | 0 |  | 1 | 0 | 0 | 1 | 0 | 0 | Slope | 2 | NaN | 0 | 0 | 0 | 0 | 0 | 0
267 | 0:44 | [8 empty] | 0 | 0 | 0 | 0 | [13 empty] | #DIV/0! | #DIV/0! | #DIV/0! | #DIV/0! | #DIV/0! | #DIV/0! | #DIV/0! | #DIV/0! | #DIV/0! | #DIV/0! | #DIV/0! | #DIV/0! | #DIV/0! | #DIV/0! | #DIV/0! | #DIV/0! | #DIV/0! | #DIV/0! | #DIV/0! | #DIV/0! | #DIV/0! | #DIV/0! | #DIV/0! | #DIV/0! | #DIV/0! | #DIV/0! | #DIV/0! | #DIV/0! | #DIV/0! | #DIV/0! | #DIV/0! | 0 | 0 | 0 | 0 | 0 | 0 | 0 | 0.05 | 0 | 0 | 0 | 0 | 0 | 0 | 0 | 0 | 0 | 0 | 0 | 0 | 0 | 0 | 0 | 0 | 0 | 0 | 0 | 0 | 0 | 0 | 0 | 0 | 0 | 0 | 0 | 0 | 0 | 0 | 0 | Slope | Slope | Slope | Slope | Slope | Slope | Slope | Slope | Slope | Slope | Slope | Slope | Slope | Slope | Slope | Slope | Slope | Slope | Slope | Slope | Slope | Slope | Slope | Slope | Slope | Slope | Slope | Slope | Slope | Slope | Slope |  | 1 | 1 | 1 | 1 | 1 | 1 | 1 | 1 | 1 | 1 | 1 | 1 | 1 | 1 | 1 | 1 | 1 | 1 | 1 | 1 | 1 | 1 | 1 | 1 | 1 | 1 | 1 | 1 | 1 | 1 | 1 | 0 | #N/A | #N/A | 0 | 0.66667 | 0.66667 | 0.65556 | 0.64444 | 0.63333 | 0.62222 | 0.61111 | 0.6 | 0.58889 | 0.57778 | 0.56667 | 0.55556 | 0.54444 | 0.53333 | 0.52222 | 0.51111 | 0.5 | 0.48889 | 0.47778 | 0.46667 | 0.45556 | 0.44444 | 0.43333 | 0.42222 | 0.41111 | 0.4 | 0.38889 | 0.37778 | 0.36667 | 0.35556 | 0.34444 | 0 | 0.66667 | 0 | 0 | Slope | NaN | 0 | 0 |  | 1 | 0 | 0 | 1 | 0 | 0 | Slope | 2 | NaN | 0 | 0 | 0 | 0 | 0 | 0
268 | 0:44 | [8 empty] | 0 | 0 | 0 | 0 | [13 empty] | #DIV/0! | #DIV/0! | #DIV/0! | #DIV/0! | #DIV/0! | #DIV/0! | #DIV/0! | #DIV/0! | #DIV/0! | #DIV/0! | #DIV/0! | #DIV/0! | #DIV/0! | #DIV/0! | #DIV/0! | #DIV/0! | #DIV/0! | #DIV/0! | #DIV/0! | #DIV/0! | #DIV/0! | #DIV/0! | #DIV/0! | #DIV/0! | #DIV/0! | #DIV/0! | #DIV/0! | #DIV/0! | #DIV/0! | #DIV/0! | #DIV/0! | 0 | 0 | 0 | 0 | 0 | 0 | 0 | 0.05 | 0 | 0 | 0 | 0 | 0 | 0 | 0 | 0 | 0 | 0 | 0 | 0 | 0 | 0 | 0 | 0 | 0 | 0 | 0 | 0 | 0 | 0 | 0 | 0 | 0 | 0 | 0 | 0 | 0 | 0 | 0 | Slope | Slope | Slope | Slope | Slope | Slope | Slope | Slope | Slope | Slope | Slope | Slope | Slope | Slope | Slope | Slope | Slope | Slope | Slope | Slope | Slope | Slope | Slope | Slope | Slope | Slope | Slope | Slope | Slope | Slope | Slope |  | 1 | 1 | 1 | 1 | 1 | 1 | 1 | 1 | 1 | 1 | 1 | 1 | 1 | 1 | 1 | 1 | 1 | 1 | 1 | 1 | 1 | 1 | 1 | 1 | 1 | 1 | 1 | 1 | 1 | 1 | 1 | 0 | #N/A | #N/A | 0 | 0.66667 | 0.66667 | 0.65556 | 0.64444 | 0.63333 | 0.62222 | 0.61111 | 0.6 | 0.58889 | 0.57778 | 0.56667 | 0.55556 | 0.54444 | 0.53333 | 0.52222 | 0.51111 | 0.5 | 0.48889 | 0.47778 | 0.46667 | 0.45556 | 0.44444 | 0.43333 | 0.42222 | 0.41111 | 0.4 | 0.38889 | 0.37778 | 0.36667 | 0.35556 | 0.34444 | 0 | 0.66667 | 0 | 0 | Slope | NaN | 0 | 0 |  | 1 | 0 | 0 | 1 | 0 | 0 | Slope | 2 | NaN | 0 | 0 | 0 | 0 | 0 | 0
269 | 0:45 | [8 empty] | 0 | 0 | 0 | 0 | [13 empty] | #DIV/0! | #DIV/0! | #DIV/0! | #DIV/0! | #DIV/0! | #DIV/0! | #DIV/0! | #DIV/0! | #DIV/0! | #DIV/0! | #DIV/0! | #DIV/0! | #DIV/0! | #DIV/0! | #DIV/0! | #DIV/0! | #DIV/0! | #DIV/0! | #DIV/0! | #DIV/0! | #DIV/0! | #DIV/0! | #DIV/0! | #DIV/0! | #DIV/0! | #DIV/0! | #DIV/0! | #DIV/0! | #DIV/0! | #DIV/0! | #DIV/0! | 0 | 0 | 0 | 0 | 0 | 0 | 0 | 0.05 | 0 | 0 | 0 | 0 | 0 | 0 | 0 | 0 | 0 | 0 | 0 | 0 | 0 | 0 | 0 | 0 | 0 | 0 | 0 | 0 | 0 | 0 | 0 | 0 | 0 | 0 | 0 | 0 | 0 | 0 | 0 | Slope | Slope | Slope | Slope | Slope | Slope | Slope | Slope | Slope | Slope | Slope | Slope | Slope | Slope | Slope | Slope | Slope | Slope | Slope | Slope | Slope | Slope | Slope | Slope | Slope | Slope | Slope | Slope | Slope | Slope | Slope |  | 1 | 1 | 1 | 1 | 1 | 1 | 1 | 1 | 1 | 1 | 1 | 1 | 1 | 1 | 1 | 1 | 1 | 1 | 1 | 1 | 1 | 1 | 1 | 1 | 1 | 1 | 1 | 1 | 1 | 1 | 1 | 0 | #N/A | #N/A | 0 | 0.66667 | 0.66667 | 0.65556 | 0.64444 | 0.63333 | 0.62222 | 0.61111 | 0.6 | 0.58889 | 0.57778 | 0.56667 | 0.55556 | 0.54444 | 0.53333 | 0.52222 | 0.51111 | 0.5 | 0.48889 | 0.47778 | 0.46667 | 0.45556 | 0.44444 | 0.43333 | 0.42222 | 0.41111 | 0.4 | 0.38889 | 0.37778 | 0.36667 | 0.35556 | 0.34444 | 0 | 0.66667 | 0 | 0 | Slope | NaN | 0 | 0 |  | 1 | 0 | 0 | 1 | 0 | 0 | Slope | 2 | NaN | 0 | 0 | 0 | 0 | 0 | 0
270 | 0:45 | [8 empty] | 0 | 0 | 0 | 0 | [13 empty] | #DIV/0! | #DIV/0! | #DIV/0! | #DIV/0! | #DIV/0! | #DIV/0! | #DIV/0! | #DIV/0! | #DIV/0! | #DIV/0! | #DIV/0! | #DIV/0! | #DIV/0! | #DIV/0! | #DIV/0! | #DIV/0! | #DIV/0! | #DIV/0! | #DIV/0! | #DIV/0! | #DIV/0! | #DIV/0! | #DIV/0! | #DIV/0! | #DIV/0! | #DIV/0! | #DIV/0! | #DIV/0! | #DIV/0! | #DIV/0! | #DIV/0! | 0 | 0 | 0 | 0 | 0 | 0 | 0 | 0.05 | 0 | 0 | 0 | 0 | 0 | 0 | 0 | 0 | 0 | 0 | 0 | 0 | 0 | 0 | 0 | 0 | 0 | 0 | 0 | 0 | 0 | 0 | 0 | 0 | 0 | 0 | 0 | 0 | 0 | 0 | 0 | Slope | Slope | Slope | Slope | Slope | Slope | Slope | Slope | Slope | Slope | Slope | Slope | Slope | Slope | Slope | Slope | Slope | Slope | Slope | Slope | Slope | Slope | Slope | Slope | Slope | Slope | Slope | Slope | Slope | Slope | Slope |  | 1 | 1 | 1 | 1 | 1 | 1 | 1 | 1 | 1 | 1 | 1 | 1 | 1 | 1 | 1 | 1 | 1 | 1 | 1 | 1 | 1 | 1 | 1 | 1 | 1 | 1 | 1 | 1 | 1 | 1 | 1 | 0 | #N/A | #N/A | 0 | 0.66667 | 0.66667 | 0.65556 | 0.64444 | 0.63333 | 0.62222 | 0.61111 | 0.6 | 0.58889 | 0.57778 | 0.56667 | 0.55556 | 0.54444 | 0.53333 | 0.52222 | 0.51111 | 0.5 | 0.48889 | 0.47778 | 0.46667 | 0.45556 | 0.44444 | 0.43333 | 0.42222 | 0.41111 | 0.4 | 0.38889 | 0.37778 | 0.36667 | 0.35556 | 0.34444 | 0 | 0.66667 | 0 | 0 | Slope | NaN | 0 | 0 |  | 1 | 0 | 0 | 1 | 0 | 0 | Slope | 2 | NaN | 0 | 0 | 0 | 0 | 0 | 0
271 | 0:45 | [8 empty] | 0 | 0 | 0 | 0 | [13 empty] | #DIV/0! | #DIV/0! | #DIV/0! | #DIV/0! | #DIV/0! | #DIV/0! | #DIV/0! | #DIV/0! | #DIV/0! | #DIV/0! | #DIV/0! | #DIV/0! | #DIV/0! | #DIV/0! | #DIV/0! | #DIV/0! | #DIV/0! | #DIV/0! | #DIV/0! | #DIV/0! | #DIV/0! | #DIV/0! | #DIV/0! | #DIV/0! | #DIV/0! | #DIV/0! | #DIV/0! | #DIV/0! | #DIV/0! | #DIV/0! | #DIV/0! | 0 | 0 | 0 | 0 | 0 | 0 | 0 | 0.05 | 0 | 0 | 0 | 0 | 0 | 0 | 0 | 0 | 0 | 0 | 0 | 0 | 0 | 0 | 0 | 0 | 0 | 0 | 0 | 0 | 0 | 0 | 0 | 0 | 0 | 0 | 0 | 0 | 0 | 0 | 0 | Slope | Slope | Slope | Slope | Slope | Slope | Slope | Slope | Slope | Slope | Slope | Slope | Slope | Slope | Slope | Slope | Slope | Slope | Slope | Slope | Slope | Slope | Slope | Slope | Slope | Slope | Slope | Slope | Slope | Slope | Slope |  | 1 | 1 | 1 | 1 | 1 | 1 | 1 | 1 | 1 | 1 | 1 | 1 | 1 | 1 | 1 | 1 | 1 | 1 | 1 | 1 | 1 | 1 | 1 | 1 | 1 | 1 | 1 | 1 | 1 | 1 | 1 | 0 | #N/A | #N/A | 0 | 0.66667 | 0.66667 | 0.65556 | 0.64444 | 0.63333 | 0.62222 | 0.61111 | 0.6 | 0.58889 | 0.57778 | 0.56667 | 0.55556 | 0.54444 | 0.53333 | 0.52222 | 0.51111 | 0.5 | 0.48889 | 0.47778 | 0.46667 | 0.45556 | 0.44444 | 0.43333 | 0.42222 | 0.41111 | 0.4 | 0.38889 | 0.37778 | 0.36667 | 0.35556 | 0.34444 | 0 | 0.66667 | 0 | 0 | Slope | NaN | 0 | 0 |  | 1 | 0 | 0 | 1 | 0 | 0 | Slope | 2 | NaN | 0 | 0 | 0 | 0 | 0 | 0
272 | 0:45 | [8 empty] | 0 | 0 | 0 | 0 | [13 empty] | #DIV/0! | #DIV/0! | #DIV/0! | #DIV/0! | #DIV/0! | #DIV/0! | #DIV/0! | #DIV/0! | #DIV/0! | #DIV/0! | #DIV/0! | #DIV/0! | #DIV/0! | #DIV/0! | #DIV/0! | #DIV/0! | #DIV/0! | #DIV/0! | #DIV/0! | #DIV/0! | #DIV/0! | #DIV/0! | #DIV/0! | #DIV/0! | #DIV/0! | #DIV/0! | #DIV/0! | #DIV/0! | #DIV/0! | #DIV/0! | #DIV/0! | 0 | 0 | 0 | 0 | 0 | 0 | 0 | 0.05 | 0 | 0 | 0 | 0 | 0 | 0 | 0 | 0 | 0 | 0 | 0 | 0 | 0 | 0 | 0 | 0 | 0 | 0 | 0 | 0 | 0 | 0 | 0 | 0 | 0 | 0 | 0 | 0 | 0 | 0 | 0 | Slope | Slope | Slope | Slope | Slope | Slope | Slope | Slope | Slope | Slope | Slope | Slope | Slope | Slope | Slope | Slope | Slope | Slope | Slope | Slope | Slope | Slope | Slope | Slope | Slope | Slope | Slope | Slope | Slope | Slope | Slope |  | 1 | 1 | 1 | 1 | 1 | 1 | 1 | 1 | 1 | 1 | 1 | 1 | 1 | 1 | 1 | 1 | 1 | 1 | 1 | 1 | 1 | 1 | 1 | 1 | 1 | 1 | 1 | 1 | 1 | 1 | 1 | 0 | #N/A | #N/A | 0 | 0.66667 | 0.66667 | 0.65556 | 0.64444 | 0.63333 | 0.62222 | 0.61111 | 0.6 | 0.58889 | 0.57778 | 0.56667 | 0.55556 | 0.54444 | 0.53333 | 0.52222 | 0.51111 | 0.5 | 0.48889 | 0.47778 | 0.46667 | 0.45556 | 0.44444 | 0.43333 | 0.42222 | 0.41111 | 0.4 | 0.38889 | 0.37778 | 0.36667 | 0.35556 | 0.34444 | 0 | 0.66667 | 0 | 0 | Slope | NaN | 0 | 0 |  | 1 | 0 | 0 | 1 | 0 | 0 | Slope | 2 | NaN | 0 | 0 | 0 | 0 | 0 | 0
273 | 0:45 | [8 empty] | 0 | 0 | 0 | 0 | [13 empty] | #DIV/0! | #DIV/0! | #DIV/0! | #DIV/0! | #DIV/0! | #DIV/0! | #DIV/0! | #DIV/0! | #DIV/0! | #DIV/0! | #DIV/0! | #DIV/0! | #DIV/0! | #DIV/0! | #DIV/0! | #DIV/0! | #DIV/0! | #DIV/0! | #DIV/0! | #DIV/0! | #DIV/0! | #DIV/0! | #DIV/0! | #DIV/0! | #DIV/0! | #DIV/0! | #DIV/0! | #DIV/0! | #DIV/0! | #DIV/0! | #DIV/0! | 0 | 0 | 0 | 0 | 0 | 0 | 0 | 0.05 | 0 | 0 | 0 | 0 | 0 | 0 | 0 | 0 | 0 | 0 | 0 | 0 | 0 | 0 | 0 | 0 | 0 | 0 | 0 | 0 | 0 | 0 | 0 | 0 | 0 | 0 | 0 | 0 | 0 | 0 | 0 | Slope | Slope | Slope | Slope | Slope | Slope | Slope | Slope | Slope | Slope | Slope | Slope | Slope | Slope | Slope | Slope | Slope | Slope | Slope | Slope | Slope | Slope | Slope | Slope | Slope | Slope | Slope | Slope | Slope | Slope | Slope |  | 1 | 1 | 1 | 1 | 1 | 1 | 1 | 1 | 1 | 1 | 1 | 1 | 1 | 1 | 1 | 1 | 1 | 1 | 1 | 1 | 1 | 1 | 1 | 1 | 1 | 1 | 1 | 1 | 1 | 1 | 1 | 0 | #N/A | #N/A | 0 | 0.66667 | 0.66667 | 0.65556 | 0.64444 | 0.63333 | 0.62222 | 0.61111 | 0.6 | 0.58889 | 0.57778 | 0.56667 | 0.55556 | 0.54444 | 0.53333 | 0.52222 | 0.51111 | 0.5 | 0.48889 | 0.47778 | 0.46667 | 0.45556 | 0.44444 | 0.43333 | 0.42222 | 0.41111 | 0.4 | 0.38889 | 0.37778 | 0.36667 | 0.35556 | 0.34444 | 0 | 0.66667 | 0 | 0 | Slope | NaN | 0 | 0 |  | 1 | 0 | 0 | 1 | 0 | 0 | Slope | 2 | NaN | 0 | 0 | 0 | 0 | 0 | 0
274 | 0:45 | [8 empty] | 0 | 0 | 0 | 0 | [13 empty] | #DIV/0! | #DIV/0! | #DIV/0! | #DIV/0! | #DIV/0! | #DIV/0! | #DIV/0! | #DIV/0! | #DIV/0! | #DIV/0! | #DIV/0! | #DIV/0! | #DIV/0! | #DIV/0! | #DIV/0! | #DIV/0! | #DIV/0! | #DIV/0! | #DIV/0! | #DIV/0! | #DIV/0! | #DIV/0! | #DIV/0! | #DIV/0! | #DIV/0! | #DIV/0! | #DIV/0! | #DIV/0! | #DIV/0! | #DIV/0! | #DIV/0! | 0 | 0 | 0 | 0 | 0 | 0 | 0 | 0.05 | 0 | 0 | 0 | 0 | 0 | 0 | 0 | 0 | 0 | 0 | 0 | 0 | 0 | 0 | 0 | 0 | 0 | 0 | 0 | 0 | 0 | 0 | 0 | 0 | 0 | 0 | 0 | 0 | 0 | 0 | 0 | Slope | Slope | Slope | Slope | Slope | Slope | Slope | Slope | Slope | Slope | Slope | Slope | Slope | Slope | Slope | Slope | Slope | Slope | Slope | Slope | Slope | Slope | Slope | Slope | Slope | Slope | Slope | Slope | Slope | Slope | Slope |  | 1 | 1 | 1 | 1 | 1 | 1 | 1 | 1 | 1 | 1 | 1 | 1 | 1 | 1 | 1 | 1 | 1 | 1 | 1 | 1 | 1 | 1 | 1 | 1 | 1 | 1 | 1 | 1 | 1 | 1 | 1 | 0 | #N/A | #N/A | 0 | 0.66667 | 0.66667 | 0.65556 | 0.64444 | 0.63333 | 0.62222 | 0.61111 | 0.6 | 0.58889 | 0.57778 | 0.56667 | 0.55556 | 0.54444 | 0.53333 | 0.52222 | 0.51111 | 0.5 | 0.48889 | 0.47778 | 0.46667 | 0.45556 | 0.44444 | 0.43333 | 0.42222 | 0.41111 | 0.4 | 0.38889 | 0.37778 | 0.36667 | 0.35556 | 0.34444 | 0 | 0.66667 | 0 | 0 | Slope | NaN | 0 | 0 |  | 1 | 0 | 0 | 1 | 0 | 0 | Slope | 2 | NaN | 0 | 0 | 0 | 0 | 0 | 0
275 | 0:46 | [8 empty] | 0 | 0 | 0 | 0 | [13 empty] | #DIV/0! | #DIV/0! | #DIV/0! | #DIV/0! | #DIV/0! | #DIV/0! | #DIV/0! | #DIV/0! | #DIV/0! | #DIV/0! | #DIV/0! | #DIV/0! | #DIV/0! | #DIV/0! | #DIV/0! | #DIV/0! | #DIV/0! | #DIV/0! | #DIV/0! | #DIV/0! | #DIV/0! | #DIV/0! | #DIV/0! | #DIV/0! | #DIV/0! | #DIV/0! | #DIV/0! | #DIV/0! | #DIV/0! | #DIV/0! | #DIV/0! | 0 | 0 | 0 | 0 | 0 | 0 | 0 | 0.05 | 0 | 0 | 0 | 0 | 0 | 0 | 0 | 0 | 0 | 0 | 0 | 0 | 0 | 0 | 0 | 0 | 0 | 0 | 0 | 0 | 0 | 0 | 0 | 0 | 0 | 0 | 0 | 0 | 0 | 0 | 0 | Slope | Slope | Slope | Slope | Slope | Slope | Slope | Slope | Slope | Slope | Slope | Slope | Slope | Slope | Slope | Slope | Slope | Slope | Slope | Slope | Slope | Slope | Slope | Slope | Slope | Slope | Slope | Slope | Slope | Slope | Slope |  | 1 | 1 | 1 | 1 | 1 | 1 | 1 | 1 | 1 | 1 | 1 | 1 | 1 | 1 | 1 | 1 | 1 | 1 | 1 | 1 | 1 | 1 | 1 | 1 | 1 | 1 | 1 | 1 | 1 | 1 | 1 | 0 | #N/A | #N/A | 0 | 0.66667 | 0.66667 | 0.65556 | 0.64444 | 0.63333 | 0.62222 | 0.61111 | 0.6 | 0.58889 | 0.57778 | 0.56667 | 0.55556 | 0.54444 | 0.53333 | 0.52222 | 0.51111 | 0.5 | 0.48889 | 0.47778 | 0.46667 | 0.45556 | 0.44444 | 0.43333 | 0.42222 | 0.41111 | 0.4 | 0.38889 | 0.37778 | 0.36667 | 0.35556 | 0.34444 | 0 | 0.66667 | 0 | 0 | Slope | NaN | 0 | 0 |  | 1 | 0 | 0 | 1 | 0 | 0 | Slope | 2 | NaN | 0 | 0 | 0 | 0 | 0 | 0
276 | 0:46 | [8 empty] | 0 | 0 | 0 | 0 | [13 empty] | #DIV/0! | #DIV/0! | #DIV/0! | #DIV/0! | #DIV/0! | #DIV/0! | #DIV/0! | #DIV/0! | #DIV/0! | #DIV/0! | #DIV/0! | #DIV/0! | #DIV/0! | #DIV/0! | #DIV/0! | #DIV/0! | #DIV/0! | #DIV/0! | #DIV/0! | #DIV/0! | #DIV/0! | #DIV/0! | #DIV/0! | #DIV/0! | #DIV/0! | #DIV/0! | #DIV/0! | #DIV/0! | #DIV/0! | #DIV/0! | #DIV/0! | 0 | 0 | 0 | 0 | 0 | 0 | 0 | 0.05 | 0 | 0 | 0 | 0 | 0 | 0 | 0 | 0 | 0 | 0 | 0 | 0 | 0 | 0 | 0 | 0 | 0 | 0 | 0 | 0 | 0 | 0 | 0 | 0 | 0 | 0 | 0 | 0 | 0 | 0 | 0 | Slope | Slope | Slope | Slope | Slope | Slope | Slope | Slope | Slope | Slope | Slope | Slope | Slope | Slope | Slope | Slope | Slope | Slope | Slope | Slope | Slope | Slope | Slope | Slope | Slope | Slope | Slope | Slope | Slope | Slope | Slope |  | 1 | 1 | 1 | 1 | 1 | 1 | 1 | 1 | 1 | 1 | 1 | 1 | 1 | 1 | 1 | 1 | 1 | 1 | 1 | 1 | 1 | 1 | 1 | 1 | 1 | 1 | 1 | 1 | 1 | 1 | 1 | 0 | #N/A | #N/A | 0 | 0.66667 | 0.66667 | 0.65556 | 0.64444 | 0.63333 | 0.62222 | 0.61111 | 0.6 | 0.58889 | 0.57778 | 0.56667 | 0.55556 | 0.54444 | 0.53333 | 0.52222 | 0.51111 | 0.5 | 0.48889 | 0.47778 | 0.46667 | 0.45556 | 0.44444 | 0.43333 | 0.42222 | 0.41111 | 0.4 | 0.38889 | 0.37778 | 0.36667 | 0.35556 | 0.34444 | 0 | 0.66667 | 0 | 0 | Slope | NaN | 0 | 0 |  | 1 | 0 | 0 | 1 | 0 | 0 | Slope | 2 | NaN | 0 | 0 | 0 | 0 | 0 | 0
277 | 0:46 | [8 empty] | 0 | 0 | 0 | 0 | [13 empty] | #DIV/0! | #DIV/0! | #DIV/0! | #DIV/0! | #DIV/0! | #DIV/0! | #DIV/0! | #DIV/0! | #DIV/0! | #DIV/0! | #DIV/0! | #DIV/0! | #DIV/0! | #DIV/0! | #DIV/0! | #DIV/0! | #DIV/0! | #DIV/0! | #DIV/0! | #DIV/0! | #DIV/0! | #DIV/0! | #DIV/0! | #DIV/0! | #DIV/0! | #DIV/0! | #DIV/0! | #DIV/0! | #DIV/0! | #DIV/0! | #DIV/0! | 0 | 0 | 0 | 0 | 0 | 0 | 0 | 0.05 | 0 | 0 | 0 | 0 | 0 | 0 | 0 | 0 | 0 | 0 | 0 | 0 | 0 | 0 | 0 | 0 | 0 | 0 | 0 | 0 | 0 | 0 | 0 | 0 | 0 | 0 | 0 | 0 | 0 | 0 | 0 | Slope | Slope | Slope | Slope | Slope | Slope | Slope | Slope | Slope | Slope | Slope | Slope | Slope | Slope | Slope | Slope | Slope | Slope | Slope | Slope | Slope | Slope | Slope | Slope | Slope | Slope | Slope | Slope | Slope | Slope | Slope |  | 1 | 1 | 1 | 1 | 1 | 1 | 1 | 1 | 1 | 1 | 1 | 1 | 1 | 1 | 1 | 1 | 1 | 1 | 1 | 1 | 1 | 1 | 1 | 1 | 1 | 1 | 1 | 1 | 1 | 1 | 1 | 0 | #N/A | #N/A | 0 | 0.66667 | 0.66667 | 0.65556 | 0.64444 | 0.63333 | 0.62222 | 0.61111 | 0.6 | 0.58889 | 0.57778 | 0.56667 | 0.55556 | 0.54444 | 0.53333 | 0.52222 | 0.51111 | 0.5 | 0.48889 | 0.47778 | 0.46667 | 0.45556 | 0.44444 | 0.43333 | 0.42222 | 0.41111 | 0.4 | 0.38889 | 0.37778 | 0.36667 | 0.35556 | 0.34444 | 0 | 0.66667 | 0 | 0 | Slope | NaN | 0 | 0 |  | 1 | 0 | 0 | 1 | 0 | 0 | Slope | 2 | NaN | 0 | 0 | 0 | 0 | 0 | 0
278 | 0:46 | [8 empty] | 0 | 0 | 0 | 0 | [13 empty] | #DIV/0! | #DIV/0! | #DIV/0! | #DIV/0! | #DIV/0! | #DIV/0! | #DIV/0! | #DIV/0! | #DIV/0! | #DIV/0! | #DIV/0! | #DIV/0! | #DIV/0! | #DIV/0! | #DIV/0! | #DIV/0! | #DIV/0! | #DIV/0! | #DIV/0! | #DIV/0! | #DIV/0! | #DIV/0! | #DIV/0! | #DIV/0! | #DIV/0! | #DIV/0! | #DIV/0! | #DIV/0! | #DIV/0! | #DIV/0! | #DIV/0! | 0 | 0 | 0 | 0 | 0 | 0 | 0 | 0.05 | 0 | 0 | 0 | 0 | 0 | 0 | 0 | 0 | 0 | 0 | 0 | 0 | 0 | 0 | 0 | 0 | 0 | 0 | 0 | 0 | 0 | 0 | 0 | 0 | 0 | 0 | 0 | 0 | 0 | 0 | 0 | Slope | Slope | Slope | Slope | Slope | Slope | Slope | Slope | Slope | Slope | Slope | Slope | Slope | Slope | Slope | Slope | Slope | Slope | Slope | Slope | Slope | Slope | Slope | Slope | Slope | Slope | Slope | Slope | Slope | Slope | Slope |  | 1 | 1 | 1 | 1 | 1 | 1 | 1 | 1 | 1 | 1 | 1 | 1 | 1 | 1 | 1 | 1 | 1 | 1 | 1 | 1 | 1 | 1 | 1 | 1 | 1 | 1 | 1 | 1 | 1 | 1 | 1 | 0 | #N/A | #N/A | 0 | 0.66667 | 0.66667 | 0.65556 | 0.64444 | 0.63333 | 0.62222 | 0.61111 | 0.6 | 0.58889 | 0.57778 | 0.56667 | 0.55556 | 0.54444 | 0.53333 | 0.52222 | 0.51111 | 0.5 | 0.48889 | 0.47778 | 0.46667 | 0.45556 | 0.44444 | 0.43333 | 0.42222 | 0.41111 | 0.4 | 0.38889 | 0.37778 | 0.36667 | 0.35556 | 0.34444 | 0 | 0.66667 | 0 | 0 | Slope | NaN | 0 | 0 |  | 1 | 0 | 0 | 1 | 0 | 0 | Slope | 2 | NaN | 0 | 0 | 0 | 0 | 0 | 0
279 | 0:46 | [8 empty] | 0 | 0 | 0 | 0 | [13 empty] | #DIV/0! | #DIV/0! | #DIV/0! | #DIV/0! | #DIV/0! | #DIV/0! | #DIV/0! | #DIV/0! | #DIV/0! | #DIV/0! | #DIV/0! | #DIV/0! | #DIV/0! | #DIV/0! | #DIV/0! | #DIV/0! | #DIV/0! | #DIV/0! | #DIV/0! | #DIV/0! | #DIV/0! | #DIV/0! | #DIV/0! | #DIV/0! | #DIV/0! | #DIV/0! | #DIV/0! | #DIV/0! | #DIV/0! | #DIV/0! | #DIV/0! | 0 | 0 | 0 | 0 | 0 | 0 | 0 | 0.05 | 0 | 0 | 0 | 0 | 0 | 0 | 0 | 0 | 0 | 0 | 0 | 0 | 0 | 0 | 0 | 0 | 0 | 0 | 0 | 0 | 0 | 0 | 0 | 0 | 0 | 0 | 0 | 0 | 0 | 0 | 0 | Slope | Slope | Slope | Slope | Slope | Slope | Slope | Slope | Slope | Slope | Slope | Slope | Slope | Slope | Slope | Slope | Slope | Slope | Slope | Slope | Slope | Slope | Slope | Slope | Slope | Slope | Slope | Slope | Slope | Slope | Slope |  | 1 | 1 | 1 | 1 | 1 | 1 | 1 | 1 | 1 | 1 | 1 | 1 | 1 | 1 | 1 | 1 | 1 | 1 | 1 | 1 | 1 | 1 | 1 | 1 | 1 | 1 | 1 | 1 | 1 | 1 | 1 | 0 | #N/A | #N/A | 0 | 0.66667 | 0.66667 | 0.65556 | 0.64444 | 0.63333 | 0.62222 | 0.61111 | 0.6 | 0.58889 | 0.57778 | 0.56667 | 0.55556 | 0.54444 | 0.53333 | 0.52222 | 0.51111 | 0.5 | 0.48889 | 0.47778 | 0.46667 | 0.45556 | 0.44444 | 0.43333 | 0.42222 | 0.41111 | 0.4 | 0.38889 | 0.37778 | 0.36667 | 0.35556 | 0.34444 | 0 | 0.66667 | 0 | 0 | Slope | NaN | 0 | 0 |  | 1 | 0 | 0 | 1 | 0 | 0 | Slope | 2 | NaN | 0 | 0 | 0 | 0 | 0 | 0
280 | 0:46 | [8 empty] | 0 | 0 | 0 | 0 | [13 empty] | #DIV/0! | #DIV/0! | #DIV/0! | #DIV/0! | #DIV/0! | #DIV/0! | #DIV/0! | #DIV/0! | #DIV/0! | #DIV/0! | #DIV/0! | #DIV/0! | #DIV/0! | #DIV/0! | #DIV/0! | #DIV/0! | #DIV/0! | #DIV/0! | #DIV/0! | #DIV/0! | #DIV/0! | #DIV/0! | #DIV/0! | #DIV/0! | #DIV/0! | #DIV/0! | #DIV/0! | #DIV/0! | #DIV/0! | #DIV/0! | #DIV/0! | 0 | 0 | 0 | 0 | 0 | 0 | 0 | 0.05 | 0 | 0 | 0 | 0 | 0 | 0 | 0 | 0 | 0 | 0 | 0 | 0 | 0 | 0 | 0 | 0 | 0 | 0 | 0 | 0 | 0 | 0 | 0 | 0 | 0 | 0 | 0 | 0 | 0 | 0 | 0 | Slope | Slope | Slope | Slope | Slope | Slope | Slope | Slope | Slope | Slope | Slope | Slope | Slope | Slope | Slope | Slope | Slope | Slope | Slope | Slope | Slope | Slope | Slope | Slope | Slope | Slope | Slope | Slope | Slope | Slope | Slope |  | 1 | 1 | 1 | 1 | 1 | 1 | 1 | 1 | 1 | 1 | 1 | 1 | 1 | 1 | 1 | 1 | 1 | 1 | 1 | 1 | 1 | 1 | 1 | 1 | 1 | 1 | 1 | 1 | 1 | 1 | 1 | 0 | #N/A | #N/A | 0 | 0.66667 | 0.66667 | 0.65556 | 0.64444 | 0.63333 | 0.62222 | 0.61111 | 0.6 | 0.58889 | 0.57778 | 0.56667 | 0.55556 | 0.54444 | 0.53333 | 0.52222 | 0.51111 | 0.5 | 0.48889 | 0.47778 | 0.46667 | 0.45556 | 0.44444 | 0.43333 | 0.42222 | 0.41111 | 0.4 | 0.38889 | 0.37778 | 0.36667 | 0.35556 | 0.34444 | 0 | 0.66667 | 0 | 0 | Slope | NaN | 0 | 0 |  | 1 | 0 | 0 | 1 | 0 | 0 | Slope | 2 | NaN | 0 | 0 | 0 | 0 | 0 | 0
281 | 0:47 | [8 empty] | 0 | 0 | 0 | 0 | [13 empty] | #DIV/0! | #DIV/0! | #DIV/0! | #DIV/0! | #DIV/0! | #DIV/0! | #DIV/0! | #DIV/0! | #DIV/0! | #DIV/0! | #DIV/0! | #DIV/0! | #DIV/0! | #DIV/0! | #DIV/0! | #DIV/0! | #DIV/0! | #DIV/0! | #DIV/0! | #DIV/0! | #DIV/0! | #DIV/0! | #DIV/0! | #DIV/0! | #DIV/0! | #DIV/0! | #DIV/0! | #DIV/0! | #DIV/0! | #DIV/0! | #DIV/0! | 0 | 0 | 0 | 0 | 0 | 0 | 0 | 0.05 | 0 | 0 | 0 | 0 | 0 | 0 | 0 | 0 | 0 | 0 | 0 | 0 | 0 | 0 | 0 | 0 | 0 | 0 | 0 | 0 | 0 | 0 | 0 | 0 | 0 | 0 | 0 | 0 | 0 | 0 | 0 | Slope | Slope | Slope | Slope | Slope | Slope | Slope | Slope | Slope | Slope | Slope | Slope | Slope | Slope | Slope | Slope | Slope | Slope | Slope | Slope | Slope | Slope | Slope | Slope | Slope | Slope | Slope | Slope | Slope | Slope | Slope |  | 1 | 1 | 1 | 1 | 1 | 1 | 1 | 1 | 1 | 1 | 1 | 1 | 1 | 1 | 1 | 1 | 1 | 1 | 1 | 1 | 1 | 1 | 1 | 1 | 1 | 1 | 1 | 1 | 1 | 1 | 1 | 0 | #N/A | #N/A | 0 | 0.66667 | 0.66667 | 0.65556 | 0.64444 | 0.63333 | 0.62222 | 0.61111 | 0.6 | 0.58889 | 0.57778 | 0.56667 | 0.55556 | 0.54444 | 0.53333 | 0.52222 | 0.51111 | 0.5 | 0.48889 | 0.47778 | 0.46667 | 0.45556 | 0.44444 | 0.43333 | 0.42222 | 0.41111 | 0.4 | 0.38889 | 0.37778 | 0.36667 | 0.35556 | 0.34444 | 0 | 0.66667 | 0 | 0 | Slope | NaN | 0 | 0 |  | 1 | 0 | 0 | 1 | 0 | 0 | Slope | 2 | NaN | 0 | 0 | 0 | 0 | 0 | 0
282 | 0:47 | [8 empty] | 0 | 0 | 0 | 0 | [13 empty] | #DIV/0! | #DIV/0! | #DIV/0! | #DIV/0! | #DIV/0! | #DIV/0! | #DIV/0! | #DIV/0! | #DIV/0! | #DIV/0! | #DIV/0! | #DIV/0! | #DIV/0! | #DIV/0! | #DIV/0! | #DIV/0! | #DIV/0! | #DIV/0! | #DIV/0! | #DIV/0! | #DIV/0! | #DIV/0! | #DIV/0! | #DIV/0! | #DIV/0! | #DIV/0! | #DIV/0! | #DIV/0! | #DIV/0! | #DIV/0! | #DIV/0! | 0 | 0 | 0 | 0 | 0 | 0 | 0 | 0.05 | 0 | 0 | 0 | 0 | 0 | 0 | 0 | 0 | 0 | 0 | 0 | 0 | 0 | 0 | 0 | 0 | 0 | 0 | 0 | 0 | 0 | 0 | 0 | 0 | 0 | 0 | 0 | 0 | 0 | 0 | 0 | Slope | Slope | Slope | Slope | Slope | Slope | Slope | Slope | Slope | Slope | Slope | Slope | Slope | Slope | Slope | Slope | Slope | Slope | Slope | Slope | Slope | Slope | Slope | Slope | Slope | Slope | Slope | Slope | Slope | Slope | Slope |  | 1 | 1 | 1 | 1 | 1 | 1 | 1 | 1 | 1 | 1 | 1 | 1 | 1 | 1 | 1 | 1 | 1 | 1 | 1 | 1 | 1 | 1 | 1 | 1 | 1 | 1 | 1 | 1 | 1 | 1 | 1 | 0 | #N/A | #N/A | 0 | 0.66667 | 0.66667 | 0.65556 | 0.64444 | 0.63333 | 0.62222 | 0.61111 | 0.6 | 0.58889 | 0.57778 | 0.56667 | 0.55556 | 0.54444 | 0.53333 | 0.52222 | 0.51111 | 0.5 | 0.48889 | 0.47778 | 0.46667 | 0.45556 | 0.44444 | 0.43333 | 0.42222 | 0.41111 | 0.4 | 0.38889 | 0.37778 | 0.36667 | 0.35556 | 0.34444 | 0 | 0.66667 | 0 | 0 | Slope | NaN | 0 | 0 |  | 1 | 0 | 0 | 1 | 0 | 0 | Slope | 2 | NaN | 0 | 0 | 0 | 0 | 0 | 0
283 | 0:47 | [8 empty] | 0 | 0 | 0 | 0 | [13 empty] | #DIV/0! | #DIV/0! | #DIV/0! | #DIV/0! | #DIV/0! | #DIV/0! | #DIV/0! | #DIV/0! | #DIV/0! | #DIV/0! | #DIV/0! | #DIV/0! | #DIV/0! | #DIV/0! | #DIV/0! | #DIV/0! | #DIV/0! | #DIV/0! | #DIV/0! | #DIV/0! | #DIV/0! | #DIV/0! | #DIV/0! | #DIV/0! | #DIV/0! | #DIV/0! | #DIV/0! | #DIV/0! | #DIV/0! | #DIV/0! | #DIV/0! | 0 | 0 | 0 | 0 | 0 | 0 | 0 | 0.05 | 0 | 0 | 0 | 0 | 0 | 0 | 0 | 0 | 0 | 0 | 0 | 0 | 0 | 0 | 0 | 0 | 0 | 0 | 0 | 0 | 0 | 0 | 0 | 0 | 0 | 0 | 0 | 0 | 0 | 0 | 0 | Slope | Slope | Slope | Slope | Slope | Slope | Slope | Slope | Slope | Slope | Slope | Slope | Slope | Slope | Slope | Slope | Slope | Slope | Slope | Slope | Slope | Slope | Slope | Slope | Slope | Slope | Slope | Slope | Slope | Slope | Slope |  | 1 | 1 | 1 | 1 | 1 | 1 | 1 | 1 | 1 | 1 | 1 | 1 | 1 | 1 | 1 | 1 | 1 | 1 | 1 | 1 | 1 | 1 | 1 | 1 | 1 | 1 | 1 | 1 | 1 | 1 | 1 | 0 | #N/A | #N/A | 0 | 0.66667 | 0.66667 | 0.65556 | 0.64444 | 0.63333 | 0.62222 | 0.61111 | 0.6 | 0.58889 | 0.57778 | 0.56667 | 0.55556 | 0.54444 | 0.53333 | 0.52222 | 0.51111 | 0.5 | 0.48889 | 0.47778 | 0.46667 | 0.45556 | 0.44444 | 0.43333 | 0.42222 | 0.41111 | 0.4 | 0.38889 | 0.37778 | 0.36667 | 0.35556 | 0.34444 | 0 | 0.66667 | 0 | 0 | Slope | NaN | 0 | 0 |  | 1 | 0 | 0 | 1 | 0 | 0 | Slope | 2 | NaN | 0 | 0 | 0 | 0 | 0 | 0
284 | 0:47 | [8 empty] | 0 | 0 | 0 | 0 | [13 empty] | #DIV/0! | #DIV/0! | #DIV/0! | #DIV/0! | #DIV/0! | #DIV/0! | #DIV/0! | #DIV/0! | #DIV/0! | #DIV/0! | #DIV/0! | #DIV/0! | #DIV/0! | #DIV/0! | #DIV/0! | #DIV/0! | #DIV/0! | #DIV/0! | #DIV/0! | #DIV/0! | #DIV/0! | #DIV/0! | #DIV/0! | #DIV/0! | #DIV/0! | #DIV/0! | #DIV/0! | #DIV/0! | #DIV/0! | #DIV/0! | #DIV/0! | 0 | 0 | 0 | 0 | 0 | 0 | 0 | 0.05 | 0 | 0 | 0 | 0 | 0 | 0 | 0 | 0 | 0 | 0 | 0 | 0 | 0 | 0 | 0 | 0 | 0 | 0 | 0 | 0 | 0 | 0 | 0 | 0 | 0 | 0 | 0 | 0 | 0 | 0 | 0 | Slope | Slope | Slope | Slope | Slope | Slope | Slope | Slope | Slope | Slope | Slope | Slope | Slope | Slope | Slope | Slope | Slope | Slope | Slope | Slope | Slope | Slope | Slope | Slope | Slope | Slope | Slope | Slope | Slope | Slope | Slope |  | 1 | 1 | 1 | 1 | 1 | 1 | 1 | 1 | 1 | 1 | 1 | 1 | 1 | 1 | 1 | 1 | 1 | 1 | 1 | 1 | 1 | 1 | 1 | 1 | 1 | 1 | 1 | 1 | 1 | 1 | 1 | 0 | #N/A | #N/A | 0 | 0.66667 | 0.66667 | 0.65556 | 0.64444 | 0.63333 | 0.62222 | 0.61111 | 0.6 | 0.58889 | 0.57778 | 0.56667 | 0.55556 | 0.54444 | 0.53333 | 0.52222 | 0.51111 | 0.5 | 0.48889 | 0.47778 | 0.46667 | 0.45556 | 0.44444 | 0.43333 | 0.42222 | 0.41111 | 0.4 | 0.38889 | 0.37778 | 0.36667 | 0.35556 | 0.34444 | 0 | 0.66667 | 0 | 0 | Slope | NaN | 0 | 0 |  | 1 | 0 | 0 | 1 | 0 | 0 | Slope | 2 | NaN | 0 | 0 | 0 | 0 | 0 | 0
285 | 0:47 | [8 empty] | 0 | 0 | 0 | 0 | [13 empty] | #DIV/0! | #DIV/0! | #DIV/0! | #DIV/0! | #DIV/0! | #DIV/0! | #DIV/0! | #DIV/0! | #DIV/0! | #DIV/0! | #DIV/0! | #DIV/0! | #DIV/0! | #DIV/0! | #DIV/0! | #DIV/0! | #DIV/0! | #DIV/0! | #DIV/0! | #DIV/0! | #DIV/0! | #DIV/0! | #DIV/0! | #DIV/0! | #DIV/0! | #DIV/0! | #DIV/0! | #DIV/0! | #DIV/0! | #DIV/0! | #DIV/0! | 0 | 0 | 0 | 0 | 0 | 0 | 0 | 0.05 | 0 | 0 | 0 | 0 | 0 | 0 | 0 | 0 | 0 | 0 | 0 | 0 | 0 | 0 | 0 | 0 | 0 | 0 | 0 | 0 | 0 | 0 | 0 | 0 | 0 | 0 | 0 | 0 | 0 | 0 | 0 | Slope | Slope | Slope | Slope | Slope | Slope | Slope | Slope | Slope | Slope | Slope | Slope | Slope | Slope | Slope | Slope | Slope | Slope | Slope | Slope | Slope | Slope | Slope | Slope | Slope | Slope | Slope | Slope | Slope | Slope | Slope |  | 1 | 1 | 1 | 1 | 1 | 1 | 1 | 1 | 1 | 1 | 1 | 1 | 1 | 1 | 1 | 1 | 1 | 1 | 1 | 1 | 1 | 1 | 1 | 1 | 1 | 1 | 1 | 1 | 1 | 1 | 1 | 0 | #N/A | #N/A | 0 | 0.66667 | 0.66667 | 0.65556 | 0.64444 | 0.63333 | 0.62222 | 0.61111 | 0.6 | 0.58889 | 0.57778 | 0.56667 | 0.55556 | 0.54444 | 0.53333 | 0.52222 | 0.51111 | 0.5 | 0.48889 | 0.47778 | 0.46667 | 0.45556 | 0.44444 | 0.43333 | 0.42222 | 0.41111 | 0.4 | 0.38889 | 0.37778 | 0.36667 | 0.35556 | 0.34444 | 0 | 0.66667 | 0 | 0 | Slope | NaN | 0 | 0 |  | 1 | 0 | 0 | 1 | 0 | 0 | Slope | 2 | NaN | 0 | 0 | 0 | 0 | 0 | 0
286 | 0:47 | [8 empty] | 0 | 0 | 0 | 0 | [13 empty] | #DIV/0! | #DIV/0! | #DIV/0! | #DIV/0! | #DIV/0! | #DIV/0! | #DIV/0! | #DIV/0! | #DIV/0! | #DIV/0! | #DIV/0! | #DIV/0! | #DIV/0! | #DIV/0! | #DIV/0! | #DIV/0! | #DIV/0! | #DIV/0! | #DIV/0! | #DIV/0! | #DIV/0! | #DIV/0! | #DIV/0! | #DIV/0! | #DIV/0! | #DIV/0! | #DIV/0! | #DIV/0! | #DIV/0! | #DIV/0! | #DIV/0! | 0 | 0 | 0 | 0 | 0 | 0 | 0 | 0.05 | 0 | 0 | 0 | 0 | 0 | 0 | 0 | 0 | 0 | 0 | 0 | 0 | 0 | 0 | 0 | 0 | 0 | 0 | 0 | 0 | 0 | 0 | 0 | 0 | 0 | 0 | 0 | 0 | 0 | 0 | 0 | Slope | Slope | Slope | Slope | Slope | Slope | Slope | Slope | Slope | Slope | Slope | Slope | Slope | Slope | Slope | Slope | Slope | Slope | Slope | Slope | Slope | Slope | Slope | Slope | Slope | Slope | Slope | Slope | Slope | Slope | Slope |  | 1 | 1 | 1 | 1 | 1 | 1 | 1 | 1 | 1 | 1 | 1 | 1 | 1 | 1 | 1 | 1 | 1 | 1 | 1 | 1 | 1 | 1 | 1 | 1 | 1 | 1 | 1 | 1 | 1 | 1 | 1 | 0 | #N/A | #N/A | 0 | 0.66667 | 0.66667 | 0.65556 | 0.64444 | 0.63333 | 0.62222 | 0.61111 | 0.6 | 0.58889 | 0.57778 | 0.56667 | 0.55556 | 0.54444 | 0.53333 | 0.52222 | 0.51111 | 0.5 | 0.48889 | 0.47778 | 0.46667 | 0.45556 | 0.44444 | 0.43333 | 0.42222 | 0.41111 | 0.4 | 0.38889 | 0.37778 | 0.36667 | 0.35556 | 0.34444 | 0 | 0.66667 | 0 | 0 | Slope | NaN | 0 | 0 |  | 1 | 0 | 0 | 1 | 0 | 0 | Slope | 2 | NaN | 0 | 0 | 0 | 0 | 0 | 0
287 | 0:48 | [8 empty] | 0 | 0 | 0 | 0 | [13 empty] | #DIV/0! | #DIV/0! | #DIV/0! | #DIV/0! | #DIV/0! | #DIV/0! | #DIV/0! | #DIV/0! | #DIV/0! | #DIV/0! | #DIV/0! | #DIV/0! | #DIV/0! | #DIV/0! | #DIV/0! | #DIV/0! | #DIV/0! | #DIV/0! | #DIV/0! | #DIV/0! | #DIV/0! | #DIV/0! | #DIV/0! | #DIV/0! | #DIV/0! | #DIV/0! | #DIV/0! | #DIV/0! | #DIV/0! | #DIV/0! | #DIV/0! | 0 | 0 | 0 | 0 | 0 | 0 | 0 | 0.05 | 0 | 0 | 0 | 0 | 0 | 0 | 0 | 0 | 0 | 0 | 0 | 0 | 0 | 0 | 0 | 0 | 0 | 0 | 0 | 0 | 0 | 0 | 0 | 0 | 0 | 0 | 0 | 0 | 0 | 0 | 0 | Slope | Slope | Slope | Slope | Slope | Slope | Slope | Slope | Slope | Slope | Slope | Slope | Slope | Slope | Slope | Slope | Slope | Slope | Slope | Slope | Slope | Slope | Slope | Slope | Slope | Slope | Slope | Slope | Slope | Slope | Slope |  | 1 | 1 | 1 | 1 | 1 | 1 | 1 | 1 | 1 | 1 | 1 | 1 | 1 | 1 | 1 | 1 | 1 | 1 | 1 | 1 | 1 | 1 | 1 | 1 | 1 | 1 | 1 | 1 | 1 | 1 | 1 | 0 | #N/A | #N/A | 0 | 0.66667 | 0.66667 | 0.65556 | 0.64444 | 0.63333 | 0.62222 | 0.61111 | 0.6 | 0.58889 | 0.57778 | 0.56667 | 0.55556 | 0.54444 | 0.53333 | 0.52222 | 0.51111 | 0.5 | 0.48889 | 0.47778 | 0.46667 | 0.45556 | 0.44444 | 0.43333 | 0.42222 | 0.41111 | 0.4 | 0.38889 | 0.37778 | 0.36667 | 0.35556 | 0.34444 | 0 | 0.66667 | 0 | 0 | Slope | NaN | 0 | 0 |  | 1 | 0 | 0 | 1 | 0 | 0 | Slope | 2 | NaN | 0 | 0 | 0 | 0 | 0 | 0
288 | 0:48 | [8 empty] | 0 | 0 | 0 | 0 | [13 empty] | #DIV/0! | #DIV/0! | #DIV/0! | #DIV/0! | #DIV/0! | #DIV/0! | #DIV/0! | #DIV/0! | #DIV/0! | #DIV/0! | #DIV/0! | #DIV/0! | #DIV/0! | #DIV/0! | #DIV/0! | #DIV/0! | #DIV/0! | #DIV/0! | #DIV/0! | #DIV/0! | #DIV/0! | #DIV/0! | #DIV/0! | #DIV/0! | #DIV/0! | #DIV/0! | #DIV/0! | #DIV/0! | #DIV/0! | #DIV/0! | #DIV/0! | 0 | 0 | 0 | 0 | 0 | 0 | 0 | 0.05 | 0 | 0 | 0 | 0 | 0 | 0 | 0 | 0 | 0 | 0 | 0 | 0 | 0 | 0 | 0 | 0 | 0 | 0 | 0 | 0 | 0 | 0 | 0 | 0 | 0 | 0 | 0 | 0 | 0 | 0 | 0 | Slope | Slope | Slope | Slope | Slope | Slope | Slope | Slope | Slope | Slope | Slope | Slope | Slope | Slope | Slope | Slope | Slope | Slope | Slope | Slope | Slope | Slope | Slope | Slope | Slope | Slope | Slope | Slope | Slope | Slope | Slope |  | 1 | 1 | 1 | 1 | 1 | 1 | 1 | 1 | 1 | 1 | 1 | 1 | 1 | 1 | 1 | 1 | 1 | 1 | 1 | 1 | 1 | 1 | 1 | 1 | 1 | 1 | 1 | 1 | 1 | 1 | 1 | 0 | #N/A | #N/A | 0 | 0.66667 | 0.66667 | 0.65556 | 0.64444 | 0.63333 | 0.62222 | 0.61111 | 0.6 | 0.58889 | 0.57778 | 0.56667 | 0.55556 | 0.54444 | 0.53333 | 0.52222 | 0.51111 | 0.5 | 0.48889 | 0.47778 | 0.46667 | 0.45556 | 0.44444 | 0.43333 | 0.42222 | 0.41111 | 0.4 | 0.38889 | 0.37778 | 0.36667 | 0.35556 | 0.34444 | 0 | 0.66667 | 0 | 0 | Slope | NaN | 0 | 0 |  | 1 | 0 | 0 | 1 | 0 | 0 | Slope | 2 | NaN | 0 | 0 | 0 | 0 | 0 | 0
289 | 0:48 | [8 empty] | 0 | 0 | 0 | 0 | [13 empty] | #DIV/0! | #DIV/0! | #DIV/0! | #DIV/0! | #DIV/0! | #DIV/0! | #DIV/0! | #DIV/0! | #DIV/0! | #DIV/0! | #DIV/0! | #DIV/0! | #DIV/0! | #DIV/0! | #DIV/0! | #DIV/0! | #DIV/0! | #DIV/0! | #DIV/0! | #DIV/0! | #DIV/0! | #DIV/0! | #DIV/0! | #DIV/0! | #DIV/0! | #DIV/0! | #DIV/0! | #DIV/0! | #DIV/0! | #DIV/0! | #DIV/0! | 0 | 0 | 0 | 0 | 0 | 0 | 0 | 0.05 | 0 | 0 | 0 | 0 | 0 | 0 | 0 | 0 | 0 | 0 | 0 | 0 | 0 | 0 | 0 | 0 | 0 | 0 | 0 | 0 | 0 | 0 | 0 | 0 | 0 | 0 | 0 | 0 | 0 | 0 | 0 | Slope | Slope | Slope | Slope | Slope | Slope | Slope | Slope | Slope | Slope | Slope | Slope | Slope | Slope | Slope | Slope | Slope | Slope | Slope | Slope | Slope | Slope | Slope | Slope | Slope | Slope | Slope | Slope | Slope | Slope | Slope |  | 1 | 1 | 1 | 1 | 1 | 1 | 1 | 1 | 1 | 1 | 1 | 1 | 1 | 1 | 1 | 1 | 1 | 1 | 1 | 1 | 1 | 1 | 1 | 1 | 1 | 1 | 1 | 1 | 1 | 1 | 1 | 0 | #N/A | #N/A | 0 | 0.66667 | 0.66667 | 0.65556 | 0.64444 | 0.63333 | 0.62222 | 0.61111 | 0.6 | 0.58889 | 0.57778 | 0.56667 | 0.55556 | 0.54444 | 0.53333 | 0.52222 | 0.51111 | 0.5 | 0.48889 | 0.47778 | 0.46667 | 0.45556 | 0.44444 | 0.43333 | 0.42222 | 0.41111 | 0.4 | 0.38889 | 0.37778 | 0.36667 | 0.35556 | 0.34444 | 0 | 0.66667 | 0 | 0 | Slope | NaN | 0 | 0 |  | 1 | 0 | 0 | 1 | 0 | 0 | Slope | 2 | NaN | 0 | 0 | 0 | 0 | 0 | 0
290 | 0:48 | [8 empty] | 0 | 0 | 0 | 0 | [13 empty] | #DIV/0! | #DIV/0! | #DIV/0! | #DIV/0! | #DIV/0! | #DIV/0! | #DIV/0! | #DIV/0! | #DIV/0! | #DIV/0! | #DIV/0! | #DIV/0! | #DIV/0! | #DIV/0! | #DIV/0! | #DIV/0! | #DIV/0! | #DIV/0! | #DIV/0! | #DIV/0! | #DIV/0! | #DIV/0! | #DIV/0! | #DIV/0! | #DIV/0! | #DIV/0! | #DIV/0! | #DIV/0! | #DIV/0! | #DIV/0! | #DIV/0! | 0 | 0 | 0 | 0 | 0 | 0 | 0 | 0.05 | 0 | 0 | 0 | 0 | 0 | 0 | 0 | 0 | 0 | 0 | 0 | 0 | 0 | 0 | 0 | 0 | 0 | 0 | 0 | 0 | 0 | 0 | 0 | 0 | 0 | 0 | 0 | 0 | 0 | 0 | 0 | Slope | Slope | Slope | Slope | Slope | Slope | Slope | Slope | Slope | Slope | Slope | Slope | Slope | Slope | Slope | Slope | Slope | Slope | Slope | Slope | Slope | Slope | Slope | Slope | Slope | Slope | Slope | Slope | Slope | Slope | Slope |  | 1 | 1 | 1 | 1 | 1 | 1 | 1 | 1 | 1 | 1 | 1 | 1 | 1 | 1 | 1 | 1 | 1 | 1 | 1 | 1 | 1 | 1 | 1 | 1 | 1 | 1 | 1 | 1 | 1 | 1 | 1 | 0 | #N/A | #N/A | 0 | 0.66667 | 0.66667 | 0.65556 | 0.64444 | 0.63333 | 0.62222 | 0.61111 | 0.6 | 0.58889 | 0.57778 | 0.56667 | 0.55556 | 0.54444 | 0.53333 | 0.52222 | 0.51111 | 0.5 | 0.48889 | 0.47778 | 0.46667 | 0.45556 | 0.44444 | 0.43333 | 0.42222 | 0.41111 | 0.4 | 0.38889 | 0.37778 | 0.36667 | 0.35556 | 0.34444 | 0 | 0.66667 | 0 | 0 | Slope | NaN | 0 | 0 |  | 1 | 0 | 0 | 1 | 0 | 0 | Slope | 2 | NaN | 0 | 0 | 0 | 0 | 0 | 0
291 | 0:48 | [8 empty] | 0 | 0 | 0 | 0 | [13 empty] | #DIV/0! | #DIV/0! | #DIV/0! | #DIV/0! | #DIV/0! | #DIV/0! | #DIV/0! | #DIV/0! | #DIV/0! | #DIV/0! | #DIV/0! | #DIV/0! | #DIV/0! | #DIV/0! | #DIV/0! | #DIV/0! | #DIV/0! | #DIV/0! | #DIV/0! | #DIV/0! | #DIV/0! | #DIV/0! | #DIV/0! | #DIV/0! | #DIV/0! | #DIV/0! | #DIV/0! | #DIV/0! | #DIV/0! | #DIV/0! | #DIV/0! | 0 | 0 | 0 | 0 | 0 | 0 | 0 | 0.05 | 0 | 0 | 0 | 0 | 0 | 0 | 0 | 0 | 0 | 0 | 0 | 0 | 0 | 0 | 0 | 0 | 0 | 0 | 0 | 0 | 0 | 0 | 0 | 0 | 0 | 0 | 0 | 0 | 0 | 0 | 0 | Slope | Slope | Slope | Slope | Slope | Slope | Slope | Slope | Slope | Slope | Slope | Slope | Slope | Slope | Slope | Slope | Slope | Slope | Slope | Slope | Slope | Slope | Slope | Slope | Slope | Slope | Slope | Slope | Slope | Slope | Slope |  | 1 | 1 | 1 | 1 | 1 | 1 | 1 | 1 | 1 | 1 | 1 | 1 | 1 | 1 | 1 | 1 | 1 | 1 | 1 | 1 | 1 | 1 | 1 | 1 | 1 | 1 | 1 | 1 | 1 | 1 | 1 | 0 | #N/A | #N/A | 0 | 0.66667 | 0.66667 | 0.65556 | 0.64444 | 0.63333 | 0.62222 | 0.61111 | 0.6 | 0.58889 | 0.57778 | 0.56667 | 0.55556 | 0.54444 | 0.53333 | 0.52222 | 0.51111 | 0.5 | 0.48889 | 0.47778 | 0.46667 | 0.45556 | 0.44444 | 0.43333 | 0.42222 | 0.41111 | 0.4 | 0.38889 | 0.37778 | 0.36667 | 0.35556 | 0.34444 | 0 | 0.66667 | 0 | 0 | Slope | NaN | 0 | 0 |  | 1 | 0 | 0 | 1 | 0 | 0 | Slope | 2 | NaN | 0 | 0 | 0 | 0 | 0 | 0
292 | 0:48 | [8 empty] | 0 | 0 | 0 | 0 | [13 empty] | #DIV/0! | #DIV/0! | #DIV/0! | #DIV/0! | #DIV/0! | #DIV/0! | #DIV/0! | #DIV/0! | #DIV/0! | #DIV/0! | #DIV/0! | #DIV/0! | #DIV/0! | #DIV/0! | #DIV/0! | #DIV/0! | #DIV/0! | #DIV/0! | #DIV/0! | #DIV/0! | #DIV/0! | #DIV/0! | #DIV/0! | #DIV/0! | #DIV/0! | #DIV/0! | #DIV/0! | #DIV/0! | #DIV/0! | #DIV/0! | #DIV/0! | 0 | 0 | 0 | 0 | 0 | 0 | 0 | 0.05 | 0 | 0 | 0 | 0 | 0 | 0 | 0 | 0 | 0 | 0 | 0 | 0 | 0 | 0 | 0 | 0 | 0 | 0 | 0 | 0 | 0 | 0 | 0 | 0 | 0 | 0 | 0 | 0 | 0 | 0 | 0 | Slope | Slope | Slope | Slope | Slope | Slope | Slope | Slope | Slope | Slope | Slope | Slope | Slope | Slope | Slope | Slope | Slope | Slope | Slope | Slope | Slope | Slope | Slope | Slope | Slope | Slope | Slope | Slope | Slope | Slope | Slope |  | 1 | 1 | 1 | 1 | 1 | 1 | 1 | 1 | 1 | 1 | 1 | 1 | 1 | 1 | 1 | 1 | 1 | 1 | 1 | 1 | 1 | 1 | 1 | 1 | 1 | 1 | 1 | 1 | 1 | 1 | 1 | 0 | #N/A | #N/A | 0 | 0.66667 | 0.66667 | 0.65556 | 0.64444 | 0.63333 | 0.62222 | 0.61111 | 0.6 | 0.58889 | 0.57778 | 0.56667 | 0.55556 | 0.54444 | 0.53333 | 0.52222 | 0.51111 | 0.5 | 0.48889 | 0.47778 | 0.46667 | 0.45556 | 0.44444 | 0.43333 | 0.42222 | 0.41111 | 0.4 | 0.38889 | 0.37778 | 0.36667 | 0.35556 | 0.34444 | 0 | 0.66667 | 0 | 0 | Slope | NaN | 0 | 0 |  | 1 | 0 | 0 | 1 | 0 | 0 | Slope | 2 | NaN | 0 | 0 | 0 | 0 | 0 | 0
293 | 0:49 | [8 empty] | 0 | 0 | 0 | 0 | [13 empty] | #DIV/0! | #DIV/0! | #DIV/0! | #DIV/0! | #DIV/0! | #DIV/0! | #DIV/0! | #DIV/0! | #DIV/0! | #DIV/0! | #DIV/0! | #DIV/0! | #DIV/0! | #DIV/0! | #DIV/0! | #DIV/0! | #DIV/0! | #DIV/0! | #DIV/0! | #DIV/0! | #DIV/0! | #DIV/0! | #DIV/0! | #DIV/0! | #DIV/0! | #DIV/0! | #DIV/0! | #DIV/0! | #DIV/0! | #DIV/0! | #DIV/0! | 0 | 0 | 0 | 0 | 0 | 0 | 0 | 0.05 | 0 | 0 | 0 | 0 | 0 | 0 | 0 | 0 | 0 | 0 | 0 | 0 | 0 | 0 | 0 | 0 | 0 | 0 | 0 | 0 | 0 | 0 | 0 | 0 | 0 | 0 | 0 | 0 | 0 | 0 | 0 | Slope | Slope | Slope | Slope | Slope | Slope | Slope | Slope | Slope | Slope | Slope | Slope | Slope | Slope | Slope | Slope | Slope | Slope | Slope | Slope | Slope | Slope | Slope | Slope | Slope | Slope | Slope | Slope | Slope | Slope | Slope |  | 1 | 1 | 1 | 1 | 1 | 1 | 1 | 1 | 1 | 1 | 1 | 1 | 1 | 1 | 1 | 1 | 1 | 1 | 1 | 1 | 1 | 1 | 1 | 1 | 1 | 1 | 1 | 1 | 1 | 1 | 1 | 0 | #N/A | #N/A | 0 | 0.66667 | 0.66667 | 0.65556 | 0.64444 | 0.63333 | 0.62222 | 0.61111 | 0.6 | 0.58889 | 0.57778 | 0.56667 | 0.55556 | 0.54444 | 0.53333 | 0.52222 | 0.51111 | 0.5 | 0.48889 | 0.47778 | 0.46667 | 0.45556 | 0.44444 | 0.43333 | 0.42222 | 0.41111 | 0.4 | 0.38889 | 0.37778 | 0.36667 | 0.35556 | 0.34444 | 0 | 0.66667 | 0 | 0 | Slope | NaN | 0 | 0 |  | 1 | 0 | 0 | 1 | 0 | 0 | Slope | 2 | NaN | 0 | 0 | 0 | 0 | 0 | 0
294 | 0:49 | [8 empty] | 0 | 0 | 0 | 0 | [13 empty] | #DIV/0! | #DIV/0! | #DIV/0! | #DIV/0! | #DIV/0! | #DIV/0! | #DIV/0! | #DIV/0! | #DIV/0! | #DIV/0! | #DIV/0! | #DIV/0! | #DIV/0! | #DIV/0! | #DIV/0! | #DIV/0! | #DIV/0! | #DIV/0! | #DIV/0! | #DIV/0! | #DIV/0! | #DIV/0! | #DIV/0! | #DIV/0! | #DIV/0! | #DIV/0! | #DIV/0! | #DIV/0! | #DIV/0! | #DIV/0! | #DIV/0! | 0 | 0 | 0 | 0 | 0 | 0 | 0 | 0.05 | 0 | 0 | 0 | 0 | 0 | 0 | 0 | 0 | 0 | 0 | 0 | 0 | 0 | 0 | 0 | 0 | 0 | 0 | 0 | 0 | 0 | 0 | 0 | 0 | 0 | 0 | 0 | 0 | 0 | 0 | 0 | Slope | Slope | Slope | Slope | Slope | Slope | Slope | Slope | Slope | Slope | Slope | Slope | Slope | Slope | Slope | Slope | Slope | Slope | Slope | Slope | Slope | Slope | Slope | Slope | Slope | Slope | Slope | Slope | Slope | Slope | Slope |  | 1 | 1 | 1 | 1 | 1 | 1 | 1 | 1 | 1 | 1 | 1 | 1 | 1 | 1 | 1 | 1 | 1 | 1 | 1 | 1 | 1 | 1 | 1 | 1 | 1 | 1 | 1 | 1 | 1 | 1 | 1 | 0 | #N/A | #N/A | 0 | 0.66667 | 0.66667 | 0.65556 | 0.64444 | 0.63333 | 0.62222 | 0.61111 | 0.6 | 0.58889 | 0.57778 | 0.56667 | 0.55556 | 0.54444 | 0.53333 | 0.52222 | 0.51111 | 0.5 | 0.48889 | 0.47778 | 0.46667 | 0.45556 | 0.44444 | 0.43333 | 0.42222 | 0.41111 | 0.4 | 0.38889 | 0.37778 | 0.36667 | 0.35556 | 0.34444 | 0 | 0.66667 | 0 | 0 | Slope | NaN | 0 | 0 |  | 1 | 0 | 0 | 1 | 0 | 0 | Slope | 2 | NaN | 0 | 0 | 0 | 0 | 0 | 0
295 | 0:49 | [8 empty] | 0 | 0 | 0 | 0 | [13 empty] | #DIV/0! | #DIV/0! | #DIV/0! | #DIV/0! | #DIV/0! | #DIV/0! | #DIV/0! | #DIV/0! | #DIV/0! | #DIV/0! | #DIV/0! | #DIV/0! | #DIV/0! | #DIV/0! | #DIV/0! | #DIV/0! | #DIV/0! | #DIV/0! | #DIV/0! | #DIV/0! | #DIV/0! | #DIV/0! | #DIV/0! | #DIV/0! | #DIV/0! | #DIV/0! | #DIV/0! | #DIV/0! | #DIV/0! | #DIV/0! | #DIV/0! | 0 | 0 | 0 | 0 | 0 | 0 | 0 | 0.05 | 0 | 0 | 0 | 0 | 0 | 0 | 0 | 0 | 0 | 0 | 0 | 0 | 0 | 0 | 0 | 0 | 0 | 0 | 0 | 0 | 0 | 0 | 0 | 0 | 0 | 0 | 0 | 0 | 0 | 0 | 0 | Slope | Slope | Slope | Slope | Slope | Slope | Slope | Slope | Slope | Slope | Slope | Slope | Slope | Slope | Slope | Slope | Slope | Slope | Slope | Slope | Slope | Slope | Slope | Slope | Slope | Slope | Slope | Slope | Slope | Slope | Slope |  | 1 | 1 | 1 | 1 | 1 | 1 | 1 | 1 | 1 | 1 | 1 | 1 | 1 | 1 | 1 | 1 | 1 | 1 | 1 | 1 | 1 | 1 | 1 | 1 | 1 | 1 | 1 | 1 | 1 | 1 | 1 | 0 | #N/A | #N/A | 0 | 0.66667 | 0.66667 | 0.65556 | 0.64444 | 0.63333 | 0.62222 | 0.61111 | 0.6 | 0.58889 | 0.57778 | 0.56667 | 0.55556 | 0.54444 | 0.53333 | 0.52222 | 0.51111 | 0.5 | 0.48889 | 0.47778 | 0.46667 | 0.45556 | 0.44444 | 0.43333 | 0.42222 | 0.41111 | 0.4 | 0.38889 | 0.37778 | 0.36667 | 0.35556 | 0.34444 | 0 | 0.66667 | 0 | 0 | Slope | NaN | 0 | 0 |  | 1 | 0 | 0 | 1 | 0 | 0 | Slope | 2 | NaN | 0 | 0 | 0 | 0 | 0 | 0
296 | 0:49 | [8 empty] | 0 | 0 | 0 | 0 | [13 empty] | #DIV/0! | #DIV/0! | #DIV/0! | #DIV/0! | #DIV/0! | #DIV/0! | #DIV/0! | #DIV/0! | #DIV/0! | #DIV/0! | #DIV/0! | #DIV/0! | #DIV/0! | #DIV/0! | #DIV/0! | #DIV/0! | #DIV/0! | #DIV/0! | #DIV/0! | #DIV/0! | #DIV/0! | #DIV/0! | #DIV/0! | #DIV/0! | #DIV/0! | #DIV/0! | #DIV/0! | #DIV/0! | #DIV/0! | #DIV/0! | #DIV/0! | 0 | 0 | 0 | 0 | 0 | 0 | 0 | 0.05 | 0 | 0 | 0 | 0 | 0 | 0 | 0 | 0 | 0 | 0 | 0 | 0 | 0 | 0 | 0 | 0 | 0 | 0 | 0 | 0 | 0 | 0 | 0 | 0 | 0 | 0 | 0 | 0 | 0 | 0 | 0 | Slope | Slope | Slope | Slope | Slope | Slope | Slope | Slope | Slope | Slope | Slope | Slope | Slope | Slope | Slope | Slope | Slope | Slope | Slope | Slope | Slope | Slope | Slope | Slope | Slope | Slope | Slope | Slope | Slope | Slope | Slope |  | 1 | 1 | 1 | 1 | 1 | 1 | 1 | 1 | 1 | 1 | 1 | 1 | 1 | 1 | 1 | 1 | 1 | 1 | 1 | 1 | 1 | 1 | 1 | 1 | 1 | 1 | 1 | 1 | 1 | 1 | 1 | 0 | #N/A | #N/A | 0 | 0.66667 | 0.66667 | 0.65556 | 0.64444 | 0.63333 | 0.62222 | 0.61111 | 0.6 | 0.58889 | 0.57778 | 0.56667 | 0.55556 | 0.54444 | 0.53333 | 0.52222 | 0.51111 | 0.5 | 0.48889 | 0.47778 | 0.46667 | 0.45556 | 0.44444 | 0.43333 | 0.42222 | 0.41111 | 0.4 | 0.38889 | 0.37778 | 0.36667 | 0.35556 | 0.34444 | 0 | 0.66667 | 0 | 0 | Slope | NaN | 0 | 0 |  | 1 | 0 | 0 | 1 | 0 | 0 | Slope | 2 | NaN | 0 | 0 | 0 | 0 | 0 | 0
297 | 0:49 | [8 empty] | 0 | 0 | 0 | 0 | [13 empty] | #DIV/0! | #DIV/0! | #DIV/0! | #DIV/0! | #DIV/0! | #DIV/0! | #DIV/0! | #DIV/0! | #DIV/0! | #DIV/0! | #DIV/0! | #DIV/0! | #DIV/0! | #DIV/0! | #DIV/0! | #DIV/0! | #DIV/0! | #DIV/0! | #DIV/0! | #DIV/0! | #DIV/0! | #DIV/0! | #DIV/0! | #DIV/0! | #DIV/0! | #DIV/0! | #DIV/0! | #DIV/0! | #DIV/0! | #DIV/0! | #DIV/0! | 0 | 0 | 0 | 0 | 0 | 0 | 0 | 0.05 | 0 | 0 | 0 | 0 | 0 | 0 | 0 | 0 | 0 | 0 | 0 | 0 | 0 | 0 | 0 | 0 | 0 | 0 | 0 | 0 | 0 | 0 | 0 | 0 | 0 | 0 | 0 | 0 | 0 | 0 | 0 | Slope | Slope | Slope | Slope | Slope | Slope | Slope | Slope | Slope | Slope | Slope | Slope | Slope | Slope | Slope | Slope | Slope | Slope | Slope | Slope | Slope | Slope | Slope | Slope | Slope | Slope | Slope | Slope | Slope | Slope | Slope |  | 1 | 1 | 1 | 1 | 1 | 1 | 1 | 1 | 1 | 1 | 1 | 1 | 1 | 1 | 1 | 1 | 1 | 1 | 1 | 1 | 1 | 1 | 1 | 1 | 1 | 1 | 1 | 1 | 1 | 1 | 1 | 0 | #N/A | #N/A | 0 | 0.66667 | 0.66667 | 0.65556 | 0.64444 | 0.63333 | 0.62222 | 0.61111 | 0.6 | 0.58889 | 0.57778 | 0.56667 | 0.55556 | 0.54444 | 0.53333 | 0.52222 | 0.51111 | 0.5 | 0.48889 | 0.47778 | 0.46667 | 0.45556 | 0.44444 | 0.43333 | 0.42222 | 0.41111 | 0.4 | 0.38889 | 0.37778 | 0.36667 | 0.35556 | 0.34444 | 0 | 0.66667 | 0 | 0 | Slope | NaN | 0 | 0 |  | 1 | 0 | 0 | 1 | 0 | 0 | Slope | 2 | NaN | 0 | 0 | 0 | 0 | 0 | 0
298 | 0:49 | [8 empty] | 0 | 0 | 0 | 0 | [13 empty] | #DIV/0! | #DIV/0! | #DIV/0! | #DIV/0! | #DIV/0! | #DIV/0! | #DIV/0! | #DIV/0! | #DIV/0! | #DIV/0! | #DIV/0! | #DIV/0! | #DIV/0! | #DIV/0! | #DIV/0! | #DIV/0! | #DIV/0! | #DIV/0! | #DIV/0! | #DIV/0! | #DIV/0! | #DIV/0! | #DIV/0! | #DIV/0! | #DIV/0! | #DIV/0! | #DIV/0! | #DIV/0! | #DIV/0! | #DIV/0! | #DIV/0! | 0 | 0 | 0 | 0 | 0 | 0 | 0 | 0.05 | 0 | 0 | 0 | 0 | 0 | 0 | 0 | 0 | 0 | 0 | 0 | 0 | 0 | 0 | 0 | 0 | 0 | 0 | 0 | 0 | 0 | 0 | 0 | 0 | 0 | 0 | 0 | 0 | 0 | 0 | 0 | Slope | Slope | Slope | Slope | Slope | Slope | Slope | Slope | Slope | Slope | Slope | Slope | Slope | Slope | Slope | Slope | Slope | Slope | Slope | Slope | Slope | Slope | Slope | Slope | Slope | Slope | Slope | Slope | Slope | Slope | Slope |  | 1 | 1 | 1 | 1 | 1 | 1 | 1 | 1 | 1 | 1 | 1 | 1 | 1 | 1 | 1 | 1 | 1 | 1 | 1 | 1 | 1 | 1 | 1 | 1 | 1 | 1 | 1 | 1 | 1 | 1 | 1 | 0 | #N/A | #N/A | 0 | 0.66667 | 0.66667 | 0.65556 | 0.64444 | 0.63333 | 0.62222 | 0.61111 | 0.6 | 0.58889 | 0.57778 | 0.56667 | 0.55556 | 0.54444 | 0.53333 | 0.52222 | 0.51111 | 0.5 | 0.48889 | 0.47778 | 0.46667 | 0.45556 | 0.44444 | 0.43333 | 0.42222 | 0.41111 | 0.4 | 0.38889 | 0.37778 | 0.36667 | 0.35556 | 0.34444 | 0 | 0.66667 | 0 | 0 | Slope | NaN | 0 | 0 |  | 1 | 0 | 0 | 1 | 0 | 0 | Slope | 2 | NaN | 0 | 0 | 0 | 0 | 0 | 0
299 | 0:50 | [8 empty] | 0 | 0 | 0 | 0 | [13 empty] | #DIV/0! | #DIV/0! | #DIV/0! | #DIV/0! | #DIV/0! | #DIV/0! | #DIV/0! | #DIV/0! | #DIV/0! | #DIV/0! | #DIV/0! | #DIV/0! | #DIV/0! | #DIV/0! | #DIV/0! | #DIV/0! | #DIV/0! | #DIV/0! | #DIV/0! | #DIV/0! | #DIV/0! | #DIV/0! | #DIV/0! | #DIV/0! | #DIV/0! | #DIV/0! | #DIV/0! | #DIV/0! | #DIV/0! | #DIV/0! | #DIV/0! | 0 | 0 | 0 | 0 | 0 | 0 | 0 | 0.05 | 0 | 0 | 0 | 0 | 0 | 0 | 0 | 0 | 0 | 0 | 0 | 0 | 0 | 0 | 0 | 0 | 0 | 0 | 0 | 0 | 0 | 0 | 0 | 0 | 0 | 0 | 0 | 0 | 0 | 0 | 0 | Slope | Slope | Slope | Slope | Slope | Slope | Slope | Slope | Slope | Slope | Slope | Slope | Slope | Slope | Slope | Slope | Slope | Slope | Slope | Slope | Slope | Slope | Slope | Slope | Slope | Slope | Slope | Slope | Slope | Slope | Slope |  | 1 | 1 | 1 | 1 | 1 | 1 | 1 | 1 | 1 | 1 | 1 | 1 | 1 | 1 | 1 | 1 | 1 | 1 | 1 | 1 | 1 | 1 | 1 | 1 | 1 | 1 | 1 | 1 | 1 | 1 | 1 | 0 | #N/A | #N/A | 0 | 0.66667 | 0.66667 | 0.65556 | 0.64444 | 0.63333 | 0.62222 | 0.61111 | 0.6 | 0.58889 | 0.57778 | 0.56667 | 0.55556 | 0.54444 | 0.53333 | 0.52222 | 0.51111 | 0.5 | 0.48889 | 0.47778 | 0.46667 | 0.45556 | 0.44444 | 0.43333 | 0.42222 | 0.41111 | 0.4 | 0.38889 | 0.37778 | 0.36667 | 0.35556 | 0.34444 | 0 | 0.66667 | 0 | 0 | Slope | NaN | 0 | 0 |  | 1 | 0 | 0 | 1 | 0 | 0 | Slope | 2 | NaN | 0 | 0 | 0 | 0 | 0 | 0
300 | 0:50 | [8 empty] | 0 | 0 | 0 | 0 | [13 empty] | #DIV/0! | #DIV/0! | #DIV/0! | #DIV/0! | #DIV/0! | #DIV/0! | #DIV/0! | #DIV/0! | #DIV/0! | #DIV/0! | #DIV/0! | #DIV/0! | #DIV/0! | #DIV/0! | #DIV/0! | #DIV/0! | #DIV/0! | #DIV/0! | #DIV/0! | #DIV/0! | #DIV/0! | #DIV/0! | #DIV/0! | #DIV/0! | #DIV/0! | #DIV/0! | #DIV/0! | #DIV/0! | #DIV/0! | #DIV/0! | #DIV/0! | 0 | 0 | 0 | 0 | 0 | 0 | 0 | 0.05 | 0 | 0 | 0 | 0 | 0 | 0 | 0 | 0 | 0 | 0 | 0 | 0 | 0 | 0 | 0 | 0 | 0 | 0 | 0 | 0 | 0 | 0 | 0 | 0 | 0 | 0 | 0 | 0 | 0 | 0 | 0 | Slope | Slope | Slope | Slope | Slope | Slope | Slope | Slope | Slope | Slope | Slope | Slope | Slope | Slope | Slope | Slope | Slope | Slope | Slope | Slope | Slope | Slope | Slope | Slope | Slope | Slope | Slope | Slope | Slope | Slope | Slope |  | 1 | 1 | 1 | 1 | 1 | 1 | 1 | 1 | 1 | 1 | 1 | 1 | 1 | 1 | 1 | 1 | 1 | 1 | 1 | 1 | 1 | 1 | 1 | 1 | 1 | 1 | 1 | 1 | 1 | 1 | 1 | 0 | #N/A | #N/A | 0 | 0.66667 | 0.66667 | 0.65556 | 0.64444 | 0.63333 | 0.62222 | 0.61111 | 0.6 | 0.58889 | 0.57778 | 0.56667 | 0.55556 | 0.54444 | 0.53333 | 0.52222 | 0.51111 | 0.5 | 0.48889 | 0.47778 | 0.46667 | 0.45556 | 0.44444 | 0.43333 | 0.42222 | 0.41111 | 0.4 | 0.38889 | 0.37778 | 0.36667 | 0.35556 | 0.34444 | 0 | 0.66667 | 0 | 0 | Slope | NaN | 0 | 0 |  | 1 | 0 | 0 | 1 | 0 | 0 | Slope | 2 | NaN | 0 | 0 | 0 | 0 | 0 | 0
301 | 0:50 | [8 empty] | 0 | 0 | 0 | 0 | [13 empty] | #DIV/0! | #DIV/0! | #DIV/0! | #DIV/0! | #DIV/0! | #DIV/0! | #DIV/0! | #DIV/0! | #DIV/0! | #DIV/0! | #DIV/0! | #DIV/0! | #DIV/0! | #DIV/0! | #DIV/0! | #DIV/0! | #DIV/0! | #DIV/0! | #DIV/0! | #DIV/0! | #DIV/0! | #DIV/0! | #DIV/0! | #DIV/0! | #DIV/0! | #DIV/0! | #DIV/0! | #DIV/0! | #DIV/0! | #DIV/0! | #DIV/0! | 0 | 0 | 0 | 0 | 0 | 0 | 0 | 0.05 | 0 | 0 | 0 | 0 | 0 | 0 | 0 | 0 | 0 | 0 | 0 | 0 | 0 | 0 | 0 | 0 | 0 | 0 | 0 | 0 | 0 | 0 | 0 | 0 | 0 | 0 | 0 | 0 | 0 | 0 | 0 | Slope | Slope | Slope | Slope | Slope | Slope | Slope | Slope | Slope | Slope | Slope | Slope | Slope | Slope | Slope | Slope | Slope | Slope | Slope | Slope | Slope | Slope | Slope | Slope | Slope | Slope | Slope | Slope | Slope | Slope | Slope |  | 1 | 1 | 1 | 1 | 1 | 1 | 1 | 1 | 1 | 1 | 1 | 1 | 1 | 1 | 1 | 1 | 1 | 1 | 1 | 1 | 1 | 1 | 1 | 1 | 1 | 1 | 1 | 1 | 1 | 1 | 1 | 0 | #N/A | #N/A | 0 | 0.66667 | 0.66667 | 0.65556 | 0.64444 | 0.63333 | 0.62222 | 0.61111 | 0.6 | 0.58889 | 0.57778 | 0.56667 | 0.55556 | 0.54444 | 0.53333 | 0.52222 | 0.51111 | 0.5 | 0.48889 | 0.47778 | 0.46667 | 0.45556 | 0.44444 | 0.43333 | 0.42222 | 0.41111 | 0.4 | 0.38889 | 0.37778 | 0.36667 | 0.35556 | 0.34444 | 0 | 0.66667 | 0 | 0 | Slope | NaN | 0 | 0 |  | 1 | 0 | 0 | 1 | 0 | 0 | Slope | 2 | NaN | 0 | 0 | 0 | 0 | 0 | 0
302 | 0:50 | [8 empty] | 0 | 0 | 0 | 0 | [13 empty] | #DIV/0! | #DIV/0! | #DIV/0! | #DIV/0! | #DIV/0! | #DIV/0! | #DIV/0! | #DIV/0! | #DIV/0! | #DIV/0! | #DIV/0! | #DIV/0! | #DIV/0! | #DIV/0! | #DIV/0! | #DIV/0! | #DIV/0! | #DIV/0! | #DIV/0! | #DIV/0! | #DIV/0! | #DIV/0! | #DIV/0! | #DIV/0! | #DIV/0! | #DIV/0! | #DIV/0! | #DIV/0! | #DIV/0! | #DIV/0! | #DIV/0! | 0 | 0 | 0 | 0 | 0 | 0 | 0 | 0.05 | 0 | 0 | 0 | 0 | 0 | 0 | 0 | 0 | 0 | 0 | 0 | 0 | 0 | 0 | 0 | 0 | 0 | 0 | 0 | 0 | 0 | 0 | 0 | 0 | 0 | 0 | 0 | 0 | 0 | 0 | 0 | Slope | Slope | Slope | Slope | Slope | Slope | Slope | Slope | Slope | Slope | Slope | Slope | Slope | Slope | Slope | Slope | Slope | Slope | Slope | Slope | Slope | Slope | Slope | Slope | Slope | Slope | Slope | Slope | Slope | Slope | Slope |  | 1 | 1 | 1 | 1 | 1 | 1 | 1 | 1 | 1 | 1 | 1 | 1 | 1 | 1 | 1 | 1 | 1 | 1 | 1 | 1 | 1 | 1 | 1 | 1 | 1 | 1 | 1 | 1 | 1 | 1 | 1 | 0 | #N/A | #N/A | 0 | 0.66667 | 0.66667 | 0.65556 | 0.64444 | 0.63333 | 0.62222 | 0.61111 | 0.6 | 0.58889 | 0.57778 | 0.56667 | 0.55556 | 0.54444 | 0.53333 | 0.52222 | 0.51111 | 0.5 | 0.48889 | 0.47778 | 0.46667 | 0.45556 | 0.44444 | 0.43333 | 0.42222 | 0.41111 | 0.4 | 0.38889 | 0.37778 | 0.36667 | 0.35556 | 0.34444 | 0 | 0.66667 | 0 | 0 | Slope | NaN | 0 | 0 |  | 1 | 0 | 0 | 1 | 0 | 0 | Slope | 2 | NaN | 0 | 0 | 0 | 0 | 0 | 0
303 | 0:50 | [8 empty] | 0 | 0 | 0 | 0 | [13 empty] | #DIV/0! | #DIV/0! | #DIV/0! | #DIV/0! | #DIV/0! | #DIV/0! | #DIV/0! | #DIV/0! | #DIV/0! | #DIV/0! | #DIV/0! | #DIV/0! | #DIV/0! | #DIV/0! | #DIV/0! | #DIV/0! | #DIV/0! | #DIV/0! | #DIV/0! | #DIV/0! | #DIV/0! | #DIV/0! | #DIV/0! | #DIV/0! | #DIV/0! | #DIV/0! | #DIV/0! | #DIV/0! | #DIV/0! | #DIV/0! | #DIV/0! | 0 | 0 | 0 | 0 | 0 | 0 | 0 | 0.05 | 0 | 0 | 0 | 0 | 0 | 0 | 0 | 0 | 0 | 0 | 0 | 0 | 0 | 0 | 0 | 0 | 0 | 0 | 0 | 0 | 0 | 0 | 0 | 0 | 0 | 0 | 0 | 0 | 0 | 0 | 0 | Slope | Slope | Slope | Slope | Slope | Slope | Slope | Slope | Slope | Slope | Slope | Slope | Slope | Slope | Slope | Slope | Slope | Slope | Slope | Slope | Slope | Slope | Slope | Slope | Slope | Slope | Slope | Slope | Slope | Slope | Slope |  | 1 | 1 | 1 | 1 | 1 | 1 | 1 | 1 | 1 | 1 | 1 | 1 | 1 | 1 | 1 | 1 | 1 | 1 | 1 | 1 | 1 | 1 | 1 | 1 | 1 | 1 | 1 | 1 | 1 | 1 | 1 | 0 | #N/A | #N/A | 0 | 0.66667 | 0.66667 | 0.65556 | 0.64444 | 0.63333 | 0.62222 | 0.61111 | 0.6 | 0.58889 | 0.57778 | 0.56667 | 0.55556 | 0.54444 | 0.53333 | 0.52222 | 0.51111 | 0.5 | 0.48889 | 0.47778 | 0.46667 | 0.45556 | 0.44444 | 0.43333 | 0.42222 | 0.41111 | 0.4 | 0.38889 | 0.37778 | 0.36667 | 0.35556 | 0.34444 | 0 | 0.66667 | 0 | 0 | Slope | NaN | 0 | 0 |  | 1 | 0 | 0 | 1 | 0 | 0 | Slope | 2 | NaN | 0 | 0 | 0 | 0 | 0 | 0
304 | 0:50 | [8 empty] | 0 | 0 | 0 | 0 | [13 empty] | #DIV/0! | #DIV/0! | #DIV/0! | #DIV/0! | #DIV/0! | #DIV/0! | #DIV/0! | #DIV/0! | #DIV/0! | #DIV/0! | #DIV/0! | #DIV/0! | #DIV/0! | #DIV/0! | #DIV/0! | #DIV/0! | #DIV/0! | #DIV/0! | #DIV/0! | #DIV/0! | #DIV/0! | #DIV/0! | #DIV/0! | #DIV/0! | #DIV/0! | #DIV/0! | #DIV/0! | #DIV/0! | #DIV/0! | #DIV/0! | #DIV/0! | 0 | 0 | 0 | 0 | 0 | 0 | 0 | 0.05 | 0 | 0 | 0 | 0 | 0 | 0 | 0 | 0 | 0 | 0 | 0 | 0 | 0 | 0 | 0 | 0 | 0 | 0 | 0 | 0 | 0 | 0 | 0 | 0 | 0 | 0 | 0 | 0 | 0 | 0 | 0 | Slope | Slope | Slope | Slope | Slope | Slope | Slope | Slope | Slope | Slope | Slope | Slope | Slope | Slope | Slope | Slope | Slope | Slope | Slope | Slope | Slope | Slope | Slope | Slope | Slope | Slope | Slope | Slope | Slope | Slope | Slope |  | 1 | 1 | 1 | 1 | 1 | 1 | 1 | 1 | 1 | 1 | 1 | 1 | 1 | 1 | 1 | 1 | 1 | 1 | 1 | 1 | 1 | 1 | 1 | 1 | 1 | 1 | 1 | 1 | 1 | 1 | 1 | 0 | #N/A | #N/A | 0 | 0.66667 | 0.66667 | 0.65556 | 0.64444 | 0.63333 | 0.62222 | 0.61111 | 0.6 | 0.58889 | 0.57778 | 0.56667 | 0.55556 | 0.54444 | 0.53333 | 0.52222 | 0.51111 | 0.5 | 0.48889 | 0.47778 | 0.46667 | 0.45556 | 0.44444 | 0.43333 | 0.42222 | 0.41111 | 0.4 | 0.38889 | 0.37778 | 0.36667 | 0.35556 | 0.34444 | 0 | 0.66667 | 0 | 0 | Slope | NaN | 0 | 0 |  | 1 | 0 | 0 | 1 | 0 | 0 | Slope | 2 | NaN | 0 | 0 | 0 | 0 | 0 | 0
305 | 0:51 | [8 empty] | 0 | 0 | 0 | 0 | [13 empty] | #DIV/0! | #DIV/0! | #DIV/0! | #DIV/0! | #DIV/0! | #DIV/0! | #DIV/0! | #DIV/0! | #DIV/0! | #DIV/0! | #DIV/0! | #DIV/0! | #DIV/0! | #DIV/0! | #DIV/0! | #DIV/0! | #DIV/0! | #DIV/0! | #DIV/0! | #DIV/0! | #DIV/0! | #DIV/0! | #DIV/0! | #DIV/0! | #DIV/0! | #DIV/0! | #DIV/0! | #DIV/0! | #DIV/0! | #DIV/0! | #DIV/0! | 0 | 0 | 0 | 0 | 0 | 0 | 0 | 0.05 | 0 | 0 | 0 | 0 | 0 | 0 | 0 | 0 | 0 | 0 | 0 | 0 | 0 | 0 | 0 | 0 | 0 | 0 | 0 | 0 | 0 | 0 | 0 | 0 | 0 | 0 | 0 | 0 | 0 | 0 | 0 | Slope | Slope | Slope | Slope | Slope | Slope | Slope | Slope | Slope | Slope | Slope | Slope | Slope | Slope | Slope | Slope | Slope | Slope | Slope | Slope | Slope | Slope | Slope | Slope | Slope | Slope | Slope | Slope | Slope | Slope | Slope |  | 1 | 1 | 1 | 1 | 1 | 1 | 1 | 1 | 1 | 1 | 1 | 1 | 1 | 1 | 1 | 1 | 1 | 1 | 1 | 1 | 1 | 1 | 1 | 1 | 1 | 1 | 1 | 1 | 1 | 1 | 1 | 0 | #N/A | #N/A | 0 | 0.66667 | 0.66667 | 0.65556 | 0.64444 | 0.63333 | 0.62222 | 0.61111 | 0.6 | 0.58889 | 0.57778 | 0.56667 | 0.55556 | 0.54444 | 0.53333 | 0.52222 | 0.51111 | 0.5 | 0.48889 | 0.47778 | 0.46667 | 0.45556 | 0.44444 | 0.43333 | 0.42222 | 0.41111 | 0.4 | 0.38889 | 0.37778 | 0.36667 | 0.35556 | 0.34444 | 0 | 0.66667 | 0 | 0 | Slope | NaN | 0 | 0 |  | 1 | 0 | 0 | 1 | 0 | 0 | Slope | 2 | NaN | 0 | 0 | 0 | 0 | 0 | 0
306 | 0:51 | [8 empty] | 0 | 0 | 0 | 0 | [13 empty] | #DIV/0! | #DIV/0! | #DIV/0! | #DIV/0! | #DIV/0! | #DIV/0! | #DIV/0! | #DIV/0! | #DIV/0! | #DIV/0! | #DIV/0! | #DIV/0! | #DIV/0! | #DIV/0! | #DIV/0! | #DIV/0! | #DIV/0! | #DIV/0! | #DIV/0! | #DIV/0! | #DIV/0! | #DIV/0! | #DIV/0! | #DIV/0! | #DIV/0! | #DIV/0! | #DIV/0! | #DIV/0! | #DIV/0! | #DIV/0! | #DIV/0! | 0 | 0 | 0 | 0 | 0 | 0 | 0 | 0.05 | 0 | 0 | 0 | 0 | 0 | 0 | 0 | 0 | 0 | 0 | 0 | 0 | 0 | 0 | 0 | 0 | 0 | 0 | 0 | 0 | 0 | 0 | 0 | 0 | 0 | 0 | 0 | 0 | 0 | 0 | 0 | Slope | Slope | Slope | Slope | Slope | Slope | Slope | Slope | Slope | Slope | Slope | Slope | Slope | Slope | Slope | Slope | Slope | Slope | Slope | Slope | Slope | Slope | Slope | Slope | Slope | Slope | Slope | Slope | Slope | Slope | Slope |  | 1 | 1 | 1 | 1 | 1 | 1 | 1 | 1 | 1 | 1 | 1 | 1 | 1 | 1 | 1 | 1 | 1 | 1 | 1 | 1 | 1 | 1 | 1 | 1 | 1 | 1 | 1 | 1 | 1 | 1 | 1 | 0 | #N/A | #N/A | 0 | 0.66667 | 0.66667 | 0.65556 | 0.64444 | 0.63333 | 0.62222 | 0.61111 | 0.6 | 0.58889 | 0.57778 | 0.56667 | 0.55556 | 0.54444 | 0.53333 | 0.52222 | 0.51111 | 0.5 | 0.48889 | 0.47778 | 0.46667 | 0.45556 | 0.44444 | 0.43333 | 0.42222 | 0.41111 | 0.4 | 0.38889 | 0.37778 | 0.36667 | 0.35556 | 0.34444 | 0 | 0.66667 | 0 | 0 | Slope | NaN | 0 | 0 |  | 1 | 0 | 0 | 1 | 0 | 0 | Slope | 2 | NaN | 0 | 0 | 0 | 0 | 0 | 0
307 | 0:51 | [8 empty] | 0 | 0 | 0 | 0 | [13 empty] | #DIV/0! | #DIV/0! | #DIV/0! | #DIV/0! | #DIV/0! | #DIV/0! | #DIV/0! | #DIV/0! | #DIV/0! | #DIV/0! | #DIV/0! | #DIV/0! | #DIV/0! | #DIV/0! | #DIV/0! | #DIV/0! | #DIV/0! | #DIV/0! | #DIV/0! | #DIV/0! | #DIV/0! | #DIV/0! | #DIV/0! | #DIV/0! | #DIV/0! | #DIV/0! | #DIV/0! | #DIV/0! | #DIV/0! | #DIV/0! | #DIV/0! | 0 | 0 | 0 | 0 | 0 | 0 | 0 | 0.05 | 0 | 0 | 0 | 0 | 0 | 0 | 0 | 0 | 0 | 0 | 0 | 0 | 0 | 0 | 0 | 0 | 0 | 0 | 0 | 0 | 0 | 0 | 0 | 0 | 0 | 0 | 0 | 0 | 0 | 0 | 0 | Slope | Slope | Slope | Slope | Slope | Slope | Slope | Slope | Slope | Slope | Slope | Slope | Slope | Slope | Slope | Slope | Slope | Slope | Slope | Slope | Slope | Slope | Slope | Slope | Slope | Slope | Slope | Slope | Slope | Slope | Slope |  | 1 | 1 | 1 | 1 | 1 | 1 | 1 | 1 | 1 | 1 | 1 | 1 | 1 | 1 | 1 | 1 | 1 | 1 | 1 | 1 | 1 | 1 | 1 | 1 | 1 | 1 | 1 | 1 | 1 | 1 | 1 | 0 | #N/A | #N/A | 0 | 0.66667 | 0.66667 | 0.65556 | 0.64444 | 0.63333 | 0.62222 | 0.61111 | 0.6 | 0.58889 | 0.57778 | 0.56667 | 0.55556 | 0.54444 | 0.53333 | 0.52222 | 0.51111 | 0.5 | 0.48889 | 0.47778 | 0.46667 | 0.45556 | 0.44444 | 0.43333 | 0.42222 | 0.41111 | 0.4 | 0.38889 | 0.37778 | 0.36667 | 0.35556 | 0.34444 | 0 | 0.66667 | 0 | 0 | Slope | NaN | 0 | 0 |  | 1 | 0 | 0 | 1 | 0 | 0 | Slope | 2 | NaN | 0 | 0 | 0 | 0 | 0 | 0
308 | 0:51 | [8 empty] | 0 | 0 | 0 | 0 | [13 empty] | #DIV/0! | #DIV/0! | #DIV/0! | #DIV/0! | #DIV/0! | #DIV/0! | #DIV/0! | #DIV/0! | #DIV/0! | #DIV/0! | #DIV/0! | #DIV/0! | #DIV/0! | #DIV/0! | #DIV/0! | #DIV/0! | #DIV/0! | #DIV/0! | #DIV/0! | #DIV/0! | #DIV/0! | #DIV/0! | #DIV/0! | #DIV/0! | #DIV/0! | #DIV/0! | #DIV/0! | #DIV/0! | #DIV/0! | #DIV/0! | #DIV/0! | 0 | 0 | 0 | 0 | 0 | 0 | 0 | 0.05 | 0 | 0 | 0 | 0 | 0 | 0 | 0 | 0 | 0 | 0 | 0 | 0 | 0 | 0 | 0 | 0 | 0 | 0 | 0 | 0 | 0 | 0 | 0 | 0 | 0 | 0 | 0 | 0 | 0 | 0 | 0 | Slope | Slope | Slope | Slope | Slope | Slope | Slope | Slope | Slope | Slope | Slope | Slope | Slope | Slope | Slope | Slope | Slope | Slope | Slope | Slope | Slope | Slope | Slope | Slope | Slope | Slope | Slope | Slope | Slope | Slope | Slope |  | 1 | 1 | 1 | 1 | 1 | 1 | 1 | 1 | 1 | 1 | 1 | 1 | 1 | 1 | 1 | 1 | 1 | 1 | 1 | 1 | 1 | 1 | 1 | 1 | 1 | 1 | 1 | 1 | 1 | 1 | 1 | 0 | #N/A | #N/A | 0 | 0.66667 | 0.66667 | 0.65556 | 0.64444 | 0.63333 | 0.62222 | 0.61111 | 0.6 | 0.58889 | 0.57778 | 0.56667 | 0.55556 | 0.54444 | 0.53333 | 0.52222 | 0.51111 | 0.5 | 0.48889 | 0.47778 | 0.46667 | 0.45556 | 0.44444 | 0.43333 | 0.42222 | 0.41111 | 0.4 | 0.38889 | 0.37778 | 0.36667 | 0.35556 | 0.34444 | 0 | 0.66667 | 0 | 0 | Slope | NaN | 0 | 0 |  | 1 | 0 | 0 | 1 | 0 | 0 | Slope | 2 | NaN | 0 | 0 | 0 | 0 | 0 | 0
309 | 0:51 | [8 empty] | 0 | 0 | 0 | 0 | [13 empty] | #DIV/0! | #DIV/0! | #DIV/0! | #DIV/0! | #DIV/0! | #DIV/0! | #DIV/0! | #DIV/0! | #DIV/0! | #DIV/0! | #DIV/0! | #DIV/0! | #DIV/0! | #DIV/0! | #DIV/0! | #DIV/0! | #DIV/0! | #DIV/0! | #DIV/0! | #DIV/0! | #DIV/0! | #DIV/0! | #DIV/0! | #DIV/0! | #DIV/0! | #DIV/0! | #DIV/0! | #DIV/0! | #DIV/0! | #DIV/0! | #DIV/0! | 0 | 0 | 0 | 0 | 0 | 0 | 0 | 0.05 | 0 | 0 | 0 | 0 | 0 | 0 | 0 | 0 | 0 | 0 | 0 | 0 | 0 | 0 | 0 | 0 | 0 | 0 | 0 | 0 | 0 | 0 | 0 | 0 | 0 | 0 | 0 | 0 | 0 | 0 | 0 | Slope | Slope | Slope | Slope | Slope | Slope | Slope | Slope | Slope | Slope | Slope | Slope | Slope | Slope | Slope | Slope | Slope | Slope | Slope | Slope | Slope | Slope | Slope | Slope | Slope | Slope | Slope | Slope | Slope | Slope | Slope |  | 1 | 1 | 1 | 1 | 1 | 1 | 1 | 1 | 1 | 1 | 1 | 1 | 1 | 1 | 1 | 1 | 1 | 1 | 1 | 1 | 1 | 1 | 1 | 1 | 1 | 1 | 1 | 1 | 1 | 1 | 1 | 0 | #N/A | #N/A | 0 | 0.66667 | 0.66667 | 0.65556 | 0.64444 | 0.63333 | 0.62222 | 0.61111 | 0.6 | 0.58889 | 0.57778 | 0.56667 | 0.55556 | 0.54444 | 0.53333 | 0.52222 | 0.51111 | 0.5 | 0.48889 | 0.47778 | 0.46667 | 0.45556 | 0.44444 | 0.43333 | 0.42222 | 0.41111 | 0.4 | 0.38889 | 0.37778 | 0.36667 | 0.35556 | 0.34444 | 0 | 0.66667 | 0 | 0 | Slope | NaN | 0 | 0 |  | 1 | 0 | 0 | 1 | 0 | 0 | Slope | 2 | NaN | 0 | 0 | 0 | 0 | 0 | 0
310 | 0:51 | [8 empty] | 0 | 0 | 0 | 0 | [13 empty] | #DIV/0! | #DIV/0! | #DIV/0! | #DIV/0! | #DIV/0! | #DIV/0! | #DIV/0! | #DIV/0! | #DIV/0! | #DIV/0! | #DIV/0! | #DIV/0! | #DIV/0! | #DIV/0! | #DIV/0! | #DIV/0! | #DIV/0! | #DIV/0! | #DIV/0! | #DIV/0! | #DIV/0! | #DIV/0! | #DIV/0! | #DIV/0! | #DIV/0! | #DIV/0! | #DIV/0! | #DIV/0! | #DIV/0! | #DIV/0! | #DIV/0! | 0 | 0 | 0 | 0 | 0 | 0 | 0 | 0.05 | 0 | 0 | 0 | 0 | 0 | 0 | 0 | 0 | 0 | 0 | 0 | 0 | 0 | 0 | 0 | 0 | 0 | 0 | 0 | 0 | 0 | 0 | 0 | 0 | 0 | 0 | 0 | 0 | 0 | 0 | 0 | Slope | Slope | Slope | Slope | Slope | Slope | Slope | Slope | Slope | Slope | Slope | Slope | Slope | Slope | Slope | Slope | Slope | Slope | Slope | Slope | Slope | Slope | Slope | Slope | Slope | Slope | Slope | Slope | Slope | Slope | Slope |  | 1 | 1 | 1 | 1 | 1 | 1 | 1 | 1 | 1 | 1 | 1 | 1 | 1 | 1 | 1 | 1 | 1 | 1 | 1 | 1 | 1 | 1 | 1 | 1 | 1 | 1 | 1 | 1 | 1 | 1 | 1 | 0 | #N/A | #N/A | 0 | 0.66667 | 0.66667 | 0.65556 | 0.64444 | 0.63333 | 0.62222 | 0.61111 | 0.6 | 0.58889 | 0.57778 | 0.56667 | 0.55556 | 0.54444 | 0.53333 | 0.52222 | 0.51111 | 0.5 | 0.48889 | 0.47778 | 0.46667 | 0.45556 | 0.44444 | 0.43333 | 0.42222 | 0.41111 | 0.4 | 0.38889 | 0.37778 | 0.36667 | 0.35556 | 0.34444 | 0 | 0.66667 | 0 | 0 | Slope | NaN | 0 | 0 |  | 1 | 0 | 0 | 1 | 0 | 0 | Slope | 2 | NaN | 0 | 0 | 0 | 0 | 0 | 0
311 | 0:52 | [8 empty] | 0 | 0 | 0 | 0 | [13 empty] | #DIV/0! | #DIV/0! | #DIV/0! | #DIV/0! | #DIV/0! | #DIV/0! | #DIV/0! | #DIV/0! | #DIV/0! | #DIV/0! | #DIV/0! | #DIV/0! | #DIV/0! | #DIV/0! | #DIV/0! | #DIV/0! | #DIV/0! | #DIV/0! | #DIV/0! | #DIV/0! | #DIV/0! | #DIV/0! | #DIV/0! | #DIV/0! | #DIV/0! | #DIV/0! | #DIV/0! | #DIV/0! | #DIV/0! | #DIV/0! | #DIV/0! | 0 | 0 | 0 | 0 | 0 | 0 | 0 | 0.05 | 0 | 0 | 0 | 0 | 0 | 0 | 0 | 0 | 0 | 0 | 0 | 0 | 0 | 0 | 0 | 0 | 0 | 0 | 0 | 0 | 0 | 0 | 0 | 0 | 0 | 0 | 0 | 0 | 0 | 0 | 0 | Slope | Slope | Slope | Slope | Slope | Slope | Slope | Slope | Slope | Slope | Slope | Slope | Slope | Slope | Slope | Slope | Slope | Slope | Slope | Slope | Slope | Slope | Slope | Slope | Slope | Slope | Slope | Slope | Slope | Slope | Slope |  | 1 | 1 | 1 | 1 | 1 | 1 | 1 | 1 | 1 | 1 | 1 | 1 | 1 | 1 | 1 | 1 | 1 | 1 | 1 | 1 | 1 | 1 | 1 | 1 | 1 | 1 | 1 | 1 | 1 | 1 | 1 | 0 | #N/A | #N/A | 0 | 0.66667 | 0.66667 | 0.65556 | 0.64444 | 0.63333 | 0.62222 | 0.61111 | 0.6 | 0.58889 | 0.57778 | 0.56667 | 0.55556 | 0.54444 | 0.53333 | 0.52222 | 0.51111 | 0.5 | 0.48889 | 0.47778 | 0.46667 | 0.45556 | 0.44444 | 0.43333 | 0.42222 | 0.41111 | 0.4 | 0.38889 | 0.37778 | 0.36667 | 0.35556 | 0.34444 | 0 | 0.66667 | 0 | 0 | Slope | NaN | 0 | 0 |  | 1 | 0 | 0 | 1 | 0 | 0 | Slope | 2 | NaN | 0 | 0 | 0 | 0 | 0 | 0
312 | 0:52 | [8 empty] | 0 | 0 | 0 | 0 | [13 empty] | #DIV/0! | #DIV/0! | #DIV/0! | #DIV/0! | #DIV/0! | #DIV/0! | #DIV/0! | #DIV/0! | #DIV/0! | #DIV/0! | #DIV/0! | #DIV/0! | #DIV/0! | #DIV/0! | #DIV/0! | #DIV/0! | #DIV/0! | #DIV/0! | #DIV/0! | #DIV/0! | #DIV/0! | #DIV/0! | #DIV/0! | #DIV/0! | #DIV/0! | #DIV/0! | #DIV/0! | #DIV/0! | #DIV/0! | #DIV/0! | #DIV/0! | 0 | 0 | 0 | 0 | 0 | 0 | 0 | 0.05 | 0 | 0 | 0 | 0 | 0 | 0 | 0 | 0 | 0 | 0 | 0 | 0 | 0 | 0 | 0 | 0 | 0 | 0 | 0 | 0 | 0 | 0 | 0 | 0 | 0 | 0 | 0 | 0 | 0 | 0 | 0 | Slope | Slope | Slope | Slope | Slope | Slope | Slope | Slope | Slope | Slope | Slope | Slope | Slope | Slope | Slope | Slope | Slope | Slope | Slope | Slope | Slope | Slope | Slope | Slope | Slope | Slope | Slope | Slope | Slope | Slope | Slope |  | 1 | 1 | 1 | 1 | 1 | 1 | 1 | 1 | 1 | 1 | 1 | 1 | 1 | 1 | 1 | 1 | 1 | 1 | 1 | 1 | 1 | 1 | 1 | 1 | 1 | 1 | 1 | 1 | 1 | 1 | 1 | 0 | #N/A | #N/A | 0 | 0.66667 | 0.66667 | 0.65556 | 0.64444 | 0.63333 | 0.62222 | 0.61111 | 0.6 | 0.58889 | 0.57778 | 0.56667 | 0.55556 | 0.54444 | 0.53333 | 0.52222 | 0.51111 | 0.5 | 0.48889 | 0.47778 | 0.46667 | 0.45556 | 0.44444 | 0.43333 | 0.42222 | 0.41111 | 0.4 | 0.38889 | 0.37778 | 0.36667 | 0.35556 | 0.34444 | 0 | 0.66667 | 0 | 0 | Slope | NaN | 0 | 0 |  | 1 | 0 | 0 | 1 | 0 | 0 | Slope | 2 | NaN | 0 | 0 | 0 | 0 | 0 | 0
313 | 0:52 | [8 empty] | 0 | 0 | 0 | 0 | [13 empty] | #DIV/0! | #DIV/0! | #DIV/0! | #DIV/0! | #DIV/0! | #DIV/0! | #DIV/0! | #DIV/0! | #DIV/0! | #DIV/0! | #DIV/0! | #DIV/0! | #DIV/0! | #DIV/0! | #DIV/0! | #DIV/0! | #DIV/0! | #DIV/0! | #DIV/0! | #DIV/0! | #DIV/0! | #DIV/0! | #DIV/0! | #DIV/0! | #DIV/0! | #DIV/0! | #DIV/0! | #DIV/0! | #DIV/0! | #DIV/0! | #DIV/0! | 0 | 0 | 0 | 0 | 0 | 0 | 0 | 0.05 | 0 | 0 | 0 | 0 | 0 | 0 | 0 | 0 | 0 | 0 | 0 | 0 | 0 | 0 | 0 | 0 | 0 | 0 | 0 | 0 | 0 | 0 | 0 | 0 | 0 | 0 | 0 | 0 | 0 | 0 | 0 | Slope | Slope | Slope | Slope | Slope | Slope | Slope | Slope | Slope | Slope | Slope | Slope | Slope | Slope | Slope | Slope | Slope | Slope | Slope | Slope | Slope | Slope | Slope | Slope | Slope | Slope | Slope | Slope | Slope | Slope | Slope |  | 1 | 1 | 1 | 1 | 1 | 1 | 1 | 1 | 1 | 1 | 1 | 1 | 1 | 1 | 1 | 1 | 1 | 1 | 1 | 1 | 1 | 1 | 1 | 1 | 1 | 1 | 1 | 1 | 1 | 1 | 1 | 0 | #N/A | #N/A | 0 | 0.66667 | 0.66667 | 0.65556 | 0.64444 | 0.63333 | 0.62222 | 0.61111 | 0.6 | 0.58889 | 0.57778 | 0.56667 | 0.55556 | 0.54444 | 0.53333 | 0.52222 | 0.51111 | 0.5 | 0.48889 | 0.47778 | 0.46667 | 0.45556 | 0.44444 | 0.43333 | 0.42222 | 0.41111 | 0.4 | 0.38889 | 0.37778 | 0.36667 | 0.35556 | 0.34444 | 0 | 0.66667 | 0 | 0 | Slope | NaN | 0 | 0 |  | 1 | 0 | 0 | 1 | 0 | 0 | Slope | 2 | NaN | 0 | 0 | 0 | 0 | 0 | 0
314 | 0:52 | [8 empty] | 0 | 0 | 0 | 0 | [13 empty] | #DIV/0! | #DIV/0! | #DIV/0! | #DIV/0! | #DIV/0! | #DIV/0! | #DIV/0! | #DIV/0! | #DIV/0! | #DIV/0! | #DIV/0! | #DIV/0! | #DIV/0! | #DIV/0! | #DIV/0! | #DIV/0! | #DIV/0! | #DIV/0! | #DIV/0! | #DIV/0! | #DIV/0! | #DIV/0! | #DIV/0! | #DIV/0! | #DIV/0! | #DIV/0! | #DIV/0! | #DIV/0! | #DIV/0! | #DIV/0! | #DIV/0! | 0 | 0 | 0 | 0 | 0 | 0 | 0 | 0.05 | 0 | 0 | 0 | 0 | 0 | 0 | 0 | 0 | 0 | 0 | 0 | 0 | 0 | 0 | 0 | 0 | 0 | 0 | 0 | 0 | 0 | 0 | 0 | 0 | 0 | 0 | 0 | 0 | 0 | 0 | 0 | Slope | Slope | Slope | Slope | Slope | Slope | Slope | Slope | Slope | Slope | Slope | Slope | Slope | Slope | Slope | Slope | Slope | Slope | Slope | Slope | Slope | Slope | Slope | Slope | Slope | Slope | Slope | Slope | Slope | Slope | Slope |  | 1 | 1 | 1 | 1 | 1 | 1 | 1 | 1 | 1 | 1 | 1 | 1 | 1 | 1 | 1 | 1 | 1 | 1 | 1 | 1 | 1 | 1 | 1 | 1 | 1 | 1 | 1 | 1 | 1 | 1 | 1 | 0 | #N/A | #N/A | 0 | 0.66667 | 0.66667 | 0.65556 | 0.64444 | 0.63333 | 0.62222 | 0.61111 | 0.6 | 0.58889 | 0.57778 | 0.56667 | 0.55556 | 0.54444 | 0.53333 | 0.52222 | 0.51111 | 0.5 | 0.48889 | 0.47778 | 0.46667 | 0.45556 | 0.44444 | 0.43333 | 0.42222 | 0.41111 | 0.4 | 0.38889 | 0.37778 | 0.36667 | 0.35556 | 0.34444 | 0 | 0.66667 | 0 | 0 | Slope | NaN | 0 | 0 |  | 1 | 0 | 0 | 1 | 0 | 0 | Slope | 2 | NaN | 0 | 0 | 0 | 0 | 0 | 0
315 | 0:52 | [8 empty] | 0 | 0 | 0 | 0 | [13 empty] | #DIV/0! | #DIV/0! | #DIV/0! | #DIV/0! | #DIV/0! | #DIV/0! | #DIV/0! | #DIV/0! | #DIV/0! | #DIV/0! | #DIV/0! | #DIV/0! | #DIV/0! | #DIV/0! | #DIV/0! | #DIV/0! | #DIV/0! | #DIV/0! | #DIV/0! | #DIV/0! | #DIV/0! | #DIV/0! | #DIV/0! | #DIV/0! | #DIV/0! | #DIV/0! | #DIV/0! | #DIV/0! | #DIV/0! | #DIV/0! | #DIV/0! | 0 | 0 | 0 | 0 | 0 | 0 | 0 | 0.05 | 0 | 0 | 0 | 0 | 0 | 0 | 0 | 0 | 0 | 0 | 0 | 0 | 0 | 0 | 0 | 0 | 0 | 0 | 0 | 0 | 0 | 0 | 0 | 0 | 0 | 0 | 0 | 0 | 0 | 0 | 0 | Slope | Slope | Slope | Slope | Slope | Slope | Slope | Slope | Slope | Slope | Slope | Slope | Slope | Slope | Slope | Slope | Slope | Slope | Slope | Slope | Slope | Slope | Slope | Slope | Slope | Slope | Slope | Slope | Slope | Slope | Slope |  | 1 | 1 | 1 | 1 | 1 | 1 | 1 | 1 | 1 | 1 | 1 | 1 | 1 | 1 | 1 | 1 | 1 | 1 | 1 | 1 | 1 | 1 | 1 | 1 | 1 | 1 | 1 | 1 | 1 | 1 | 1 | 0 | #N/A | #N/A | 0 | 0.66667 | 0.66667 | 0.65556 | 0.64444 | 0.63333 | 0.62222 | 0.61111 | 0.6 | 0.58889 | 0.57778 | 0.56667 | 0.55556 | 0.54444 | 0.53333 | 0.52222 | 0.51111 | 0.5 | 0.48889 | 0.47778 | 0.46667 | 0.45556 | 0.44444 | 0.43333 | 0.42222 | 0.41111 | 0.4 | 0.38889 | 0.37778 | 0.36667 | 0.35556 | 0.34444 | 0 | 0.66667 | 0 | 0 | Slope | NaN | 0 | 0 |  | 1 | 0 | 0 | 1 | 0 | 0 | Slope | 2 | NaN | 0 | 0 | 0 | 0 | 0 | 0
316 | 0:52 | [8 empty] | 0 | 0 | 0 | 0 | [13 empty] | #DIV/0! | #DIV/0! | #DIV/0! | #DIV/0! | #DIV/0! | #DIV/0! | #DIV/0! | #DIV/0! | #DIV/0! | #DIV/0! | #DIV/0! | #DIV/0! | #DIV/0! | #DIV/0! | #DIV/0! | #DIV/0! | #DIV/0! | #DIV/0! | #DIV/0! | #DIV/0! | #DIV/0! | #DIV/0! | #DIV/0! | #DIV/0! | #DIV/0! | #DIV/0! | #DIV/0! | #DIV/0! | #DIV/0! | #DIV/0! | #DIV/0! | 0 | 0 | 0 | 0 | 0 | 0 | 0 | 0.05 | 0 | 0 | 0 | 0 | 0 | 0 | 0 | 0 | 0 | 0 | 0 | 0 | 0 | 0 | 0 | 0 | 0 | 0 | 0 | 0 | 0 | 0 | 0 | 0 | 0 | 0 | 0 | 0 | 0 | 0 | 0 | Slope | Slope | Slope | Slope | Slope | Slope | Slope | Slope | Slope | Slope | Slope | Slope | Slope | Slope | Slope | Slope | Slope | Slope | Slope | Slope | Slope | Slope | Slope | Slope | Slope | Slope | Slope | Slope | Slope | Slope | Slope |  | 1 | 1 | 1 | 1 | 1 | 1 | 1 | 1 | 1 | 1 | 1 | 1 | 1 | 1 | 1 | 1 | 1 | 1 | 1 | 1 | 1 | 1 | 1 | 1 | 1 | 1 | 1 | 1 | 1 | 1 | 1 | 0 | #N/A | #N/A | 0 | 0.66667 | 0.66667 | 0.65556 | 0.64444 | 0.63333 | 0.62222 | 0.61111 | 0.6 | 0.58889 | 0.57778 | 0.56667 | 0.55556 | 0.54444 | 0.53333 | 0.52222 | 0.51111 | 0.5 | 0.48889 | 0.47778 | 0.46667 | 0.45556 | 0.44444 | 0.43333 | 0.42222 | 0.41111 | 0.4 | 0.38889 | 0.37778 | 0.36667 | 0.35556 | 0.34444 | 0 | 0.66667 | 0 | 0 | Slope | NaN | 0 | 0 |  | 1 | 0 | 0 | 1 | 0 | 0 | Slope | 2 | NaN | 0 | 0 | 0 | 0 | 0 | 0
317 | 0:53 | [8 empty] | 0 | 0 | 0 | 0 | [13 empty] | #DIV/0! | #DIV/0! | #DIV/0! | #DIV/0! | #DIV/0! | #DIV/0! | #DIV/0! | #DIV/0! | #DIV/0! | #DIV/0! | #DIV/0! | #DIV/0! | #DIV/0! | #DIV/0! | #DIV/0! | #DIV/0! | #DIV/0! | #DIV/0! | #DIV/0! | #DIV/0! | #DIV/0! | #DIV/0! | #DIV/0! | #DIV/0! | #DIV/0! | #DIV/0! | #DIV/0! | #DIV/0! | #DIV/0! | #DIV/0! | #DIV/0! | 0 | 0 | 0 | 0 | 0 | 0 | 0 | 0.05 | 0 | 0 | 0 | 0 | 0 | 0 | 0 | 0 | 0 | 0 | 0 | 0 | 0 | 0 | 0 | 0 | 0 | 0 | 0 | 0 | 0 | 0 | 0 | 0 | 0 | 0 | 0 | 0 | 0 | 0 | 0 | Slope | Slope | Slope | Slope | Slope | Slope | Slope | Slope | Slope | Slope | Slope | Slope | Slope | Slope | Slope | Slope | Slope | Slope | Slope | Slope | Slope | Slope | Slope | Slope | Slope | Slope | Slope | Slope | Slope | Slope | Slope |  | 1 | 1 | 1 | 1 | 1 | 1 | 1 | 1 | 1 | 1 | 1 | 1 | 1 | 1 | 1 | 1 | 1 | 1 | 1 | 1 | 1 | 1 | 1 | 1 | 1 | 1 | 1 | 1 | 1 | 1 | 1 | 0 | #N/A | #N/A | 0 | 0.66667 | 0.66667 | 0.65556 | 0.64444 | 0.63333 | 0.62222 | 0.61111 | 0.6 | 0.58889 | 0.57778 | 0.56667 | 0.55556 | 0.54444 | 0.53333 | 0.52222 | 0.51111 | 0.5 | 0.48889 | 0.47778 | 0.46667 | 0.45556 | 0.44444 | 0.43333 | 0.42222 | 0.41111 | 0.4 | 0.38889 | 0.37778 | 0.36667 | 0.35556 | 0.34444 | 0 | 0.66667 | 0 | 0 | Slope | NaN | 0 | 0 |  | 1 | 0 | 0 | 1 | 0 | 0 | Slope | 2 | NaN | 0 | 0 | 0 | 0 | 0 | 0
318 | 0:53 | [8 empty] | 0 | 0 | 0 | 0 | [13 empty] | #DIV/0! | #DIV/0! | #DIV/0! | #DIV/0! | #DIV/0! | #DIV/0! | #DIV/0! | #DIV/0! | #DIV/0! | #DIV/0! | #DIV/0! | #DIV/0! | #DIV/0! | #DIV/0! | #DIV/0! | #DIV/0! | #DIV/0! | #DIV/0! | #DIV/0! | #DIV/0! | #DIV/0! | #DIV/0! | #DIV/0! | #DIV/0! | #DIV/0! | #DIV/0! | #DIV/0! | #DIV/0! | #DIV/0! | #DIV/0! | #DIV/0! | 0 | 0 | 0 | 0 | 0 | 0 | 0 | 0.05 | 0 | 0 | 0 | 0 | 0 | 0 | 0 | 0 | 0 | 0 | 0 | 0 | 0 | 0 | 0 | 0 | 0 | 0 | 0 | 0 | 0 | 0 | 0 | 0 | 0 | 0 | 0 | 0 | 0 | 0 | 0 | Slope | Slope | Slope | Slope | Slope | Slope | Slope | Slope | Slope | Slope | Slope | Slope | Slope | Slope | Slope | Slope | Slope | Slope | Slope | Slope | Slope | Slope | Slope | Slope | Slope | Slope | Slope | Slope | Slope | Slope | Slope |  | 1 | 1 | 1 | 1 | 1 | 1 | 1 | 1 | 1 | 1 | 1 | 1 | 1 | 1 | 1 | 1 | 1 | 1 | 1 | 1 | 1 | 1 | 1 | 1 | 1 | 1 | 1 | 1 | 1 | 1 | 1 | 0 | #N/A | #N/A | 0 | 0.66667 | 0.66667 | 0.65556 | 0.64444 | 0.63333 | 0.62222 | 0.61111 | 0.6 | 0.58889 | 0.57778 | 0.56667 | 0.55556 | 0.54444 | 0.53333 | 0.52222 | 0.51111 | 0.5 | 0.48889 | 0.47778 | 0.46667 | 0.45556 | 0.44444 | 0.43333 | 0.42222 | 0.41111 | 0.4 | 0.38889 | 0.37778 | 0.36667 | 0.35556 | 0.34444 | 0 | 0.66667 | 0 | 0 | Slope | NaN | 0 | 0 |  | 1 | 0 | 0 | 1 | 0 | 0 | Slope | 2 | NaN | 0 | 0 | 0 | 0 | 0 | 0
319 | 0:53 | [8 empty] | 0 | 0 | 0 | 0 | [13 empty] | #DIV/0! | #DIV/0! | #DIV/0! | #DIV/0! | #DIV/0! | #DIV/0! | #DIV/0! | #DIV/0! | #DIV/0! | #DIV/0! | #DIV/0! | #DIV/0! | #DIV/0! | #DIV/0! | #DIV/0! | #DIV/0! | #DIV/0! | #DIV/0! | #DIV/0! | #DIV/0! | #DIV/0! | #DIV/0! | #DIV/0! | #DIV/0! | #DIV/0! | #DIV/0! | #DIV/0! | #DIV/0! | #DIV/0! | #DIV/0! | #DIV/0! | 0 | 0 | 0 | 0 | 0 | 0 | 0 | 0.05 | 0 | 0 | 0 | 0 | 0 | 0 | 0 | 0 | 0 | 0 | 0 | 0 | 0 | 0 | 0 | 0 | 0 | 0 | 0 | 0 | 0 | 0 | 0 | 0 | 0 | 0 | 0 | 0 | 0 | 0 | 0 | Slope | Slope | Slope | Slope | Slope | Slope | Slope | Slope | Slope | Slope | Slope | Slope | Slope | Slope | Slope | Slope | Slope | Slope | Slope | Slope | Slope | Slope | Slope | Slope | Slope | Slope | Slope | Slope | Slope | Slope | Slope |  | 1 | 1 | 1 | 1 | 1 | 1 | 1 | 1 | 1 | 1 | 1 | 1 | 1 | 1 | 1 | 1 | 1 | 1 | 1 | 1 | 1 | 1 | 1 | 1 | 1 | 1 | 1 | 1 | 1 | 1 | 1 | 0 | #N/A | #N/A | 0 | 0.66667 | 0.66667 | 0.65556 | 0.64444 | 0.63333 | 0.62222 | 0.61111 | 0.6 | 0.58889 | 0.57778 | 0.56667 | 0.55556 | 0.54444 | 0.53333 | 0.52222 | 0.51111 | 0.5 | 0.48889 | 0.47778 | 0.46667 | 0.45556 | 0.44444 | 0.43333 | 0.42222 | 0.41111 | 0.4 | 0.38889 | 0.37778 | 0.36667 | 0.35556 | 0.34444 | 0 | 0.66667 | 0 | 0 | Slope | NaN | 0 | 0 |  | 1 | 0 | 0 | 1 | 0 | 0 | Slope | 2 | NaN | 0 | 0 | 0 | 0 | 0 | 0
320 | 0:53 | [8 empty] | 0 | 0 | 0 | 0 | [13 empty] | #DIV/0! | #DIV/0! | #DIV/0! | #DIV/0! | #DIV/0! | #DIV/0! | #DIV/0! | #DIV/0! | #DIV/0! | #DIV/0! | #DIV/0! | #DIV/0! | #DIV/0! | #DIV/0! | #DIV/0! | #DIV/0! | #DIV/0! | #DIV/0! | #DIV/0! | #DIV/0! | #DIV/0! | #DIV/0! | #DIV/0! | #DIV/0! | #DIV/0! | #DIV/0! | #DIV/0! | #DIV/0! | #DIV/0! | #DIV/0! | #DIV/0! | 0 | 0 | 0 | 0 | 0 | 0 | 0 | 0.05 | 0 | 0 | 0 | 0 | 0 | 0 | 0 | 0 | 0 | 0 | 0 | 0 | 0 | 0 | 0 | 0 | 0 | 0 | 0 | 0 | 0 | 0 | 0 | 0 | 0 | 0 | 0 | 0 | 0 | 0 | 0 | Slope | Slope | Slope | Slope | Slope | Slope | Slope | Slope | Slope | Slope | Slope | Slope | Slope | Slope | Slope | Slope | Slope | Slope | Slope | Slope | Slope | Slope | Slope | Slope | Slope | Slope | Slope | Slope | Slope | Slope | Slope |  | 1 | 1 | 1 | 1 | 1 | 1 | 1 | 1 | 1 | 1 | 1 | 1 | 1 | 1 | 1 | 1 | 1 | 1 | 1 | 1 | 1 | 1 | 1 | 1 | 1 | 1 | 1 | 1 | 1 | 1 | 1 | 0 | #N/A | #N/A | 0 | 0.66667 | 0.66667 | 0.65556 | 0.64444 | 0.63333 | 0.62222 | 0.61111 | 0.6 | 0.58889 | 0.57778 | 0.56667 | 0.55556 | 0.54444 | 0.53333 | 0.52222 | 0.51111 | 0.5 | 0.48889 | 0.47778 | 0.46667 | 0.45556 | 0.44444 | 0.43333 | 0.42222 | 0.41111 | 0.4 | 0.38889 | 0.37778 | 0.36667 | 0.35556 | 0.34444 | 0 | 0.66667 | 0 | 0 | Slope | NaN | 0 | 0 |  | 1 | 0 | 0 | 1 | 0 | 0 | Slope | 2 | NaN | 0 | 0 | 0 | 0 | 0 | 0
321 | 0:53 | [8 empty] | 0 | 0 | 0 | 0 | [13 empty] | #DIV/0! | #DIV/0! | #DIV/0! | #DIV/0! | #DIV/0! | #DIV/0! | #DIV/0! | #DIV/0! | #DIV/0! | #DIV/0! | #DIV/0! | #DIV/0! | #DIV/0! | #DIV/0! | #DIV/0! | #DIV/0! | #DIV/0! | #DIV/0! | #DIV/0! | #DIV/0! | #DIV/0! | #DIV/0! | #DIV/0! | #DIV/0! | #DIV/0! | #DIV/0! | #DIV/0! | #DIV/0! | #DIV/0! | #DIV/0! | #DIV/0! | 0 | 0 | 0 | 0 | 0 | 0 | 0 | 0.05 | 0 | 0 | 0 | 0 | 0 | 0 | 0 | 0 | 0 | 0 | 0 | 0 | 0 | 0 | 0 | 0 | 0 | 0 | 0 | 0 | 0 | 0 | 0 | 0 | 0 | 0 | 0 | 0 | 0 | 0 | 0 | Slope | Slope | Slope | Slope | Slope | Slope | Slope | Slope | Slope | Slope | Slope | Slope | Slope | Slope | Slope | Slope | Slope | Slope | Slope | Slope | Slope | Slope | Slope | Slope | Slope | Slope | Slope | Slope | Slope | Slope | Slope |  | 1 | 1 | 1 | 1 | 1 | 1 | 1 | 1 | 1 | 1 | 1 | 1 | 1 | 1 | 1 | 1 | 1 | 1 | 1 | 1 | 1 | 1 | 1 | 1 | 1 | 1 | 1 | 1 | 1 | 1 | 1 | 0 | #N/A | #N/A | 0 | 0.66667 | 0.66667 | 0.65556 | 0.64444 | 0.63333 | 0.62222 | 0.61111 | 0.6 | 0.58889 | 0.57778 | 0.56667 | 0.55556 | 0.54444 | 0.53333 | 0.52222 | 0.51111 | 0.5 | 0.48889 | 0.47778 | 0.46667 | 0.45556 | 0.44444 | 0.43333 | 0.42222 | 0.41111 | 0.4 | 0.38889 | 0.37778 | 0.36667 | 0.35556 | 0.34444 | 0 | 0.66667 | 0 | 0 | Slope | NaN | 0 | 0 |  | 1 | 0 | 0 | 1 | 0 | 0 | Slope | 2 | NaN | 0 | 0 | 0 | 0 | 0 | 0
322 | 0:53 | [8 empty] | 0 | 0 | 0 | 0 | [13 empty] | #DIV/0! | #DIV/0! | #DIV/0! | #DIV/0! | #DIV/0! | #DIV/0! | #DIV/0! | #DIV/0! | #DIV/0! | #DIV/0! | #DIV/0! | #DIV/0! | #DIV/0! | #DIV/0! | #DIV/0! | #DIV/0! | #DIV/0! | #DIV/0! | #DIV/0! | #DIV/0! | #DIV/0! | #DIV/0! | #DIV/0! | #DIV/0! | #DIV/0! | #DIV/0! | #DIV/0! | #DIV/0! | #DIV/0! | #DIV/0! | #DIV/0! | 0 | 0 | 0 | 0 | 0 | 0 | 0 | 0.05 | 0 | 0 | 0 | 0 | 0 | 0 | 0 | 0 | 0 | 0 | 0 | 0 | 0 | 0 | 0 | 0 | 0 | 0 | 0 | 0 | 0 | 0 | 0 | 0 | 0 | 0 | 0 | 0 | 0 | 0 | 0 | Slope | Slope | Slope | Slope | Slope | Slope | Slope | Slope | Slope | Slope | Slope | Slope | Slope | Slope | Slope | Slope | Slope | Slope | Slope | Slope | Slope | Slope | Slope | Slope | Slope | Slope | Slope | Slope | Slope | Slope | Slope |  | 1 | 1 | 1 | 1 | 1 | 1 | 1 | 1 | 1 | 1 | 1 | 1 | 1 | 1 | 1 | 1 | 1 | 1 | 1 | 1 | 1 | 1 | 1 | 1 | 1 | 1 | 1 | 1 | 1 | 1 | 1 | 0 | #N/A | #N/A | 0 | 0.66667 | 0.66667 | 0.65556 | 0.64444 | 0.63333 | 0.62222 | 0.61111 | 0.6 | 0.58889 | 0.57778 | 0.56667 | 0.55556 | 0.54444 | 0.53333 | 0.52222 | 0.51111 | 0.5 | 0.48889 | 0.47778 | 0.46667 | 0.45556 | 0.44444 | 0.43333 | 0.42222 | 0.41111 | 0.4 | 0.38889 | 0.37778 | 0.36667 | 0.35556 | 0.34444 | 0 | 0.66667 | 0 | 0 | Slope | NaN | 0 | 0 |  | 1 | 0 | 0 | 1 | 0 | 0 | Slope | 2 | NaN | 0 | 0 | 0 | 0 | 0 | 0
323 | 0:54 | [8 empty] | 0 | 0 | 0 | 0 | [13 empty] | #DIV/0! | #DIV/0! | #DIV/0! | #DIV/0! | #DIV/0! | #DIV/0! | #DIV/0! | #DIV/0! | #DIV/0! | #DIV/0! | #DIV/0! | #DIV/0! | #DIV/0! | #DIV/0! | #DIV/0! | #DIV/0! | #DIV/0! | #DIV/0! | #DIV/0! | #DIV/0! | #DIV/0! | #DIV/0! | #DIV/0! | #DIV/0! | #DIV/0! | #DIV/0! | #DIV/0! | #DIV/0! | #DIV/0! | #DIV/0! | #DIV/0! | 0 | 0 | 0 | 0 | 0 | 0 | 0 | 0.05 | 0 | 0 | 0 | 0 | 0 | 0 | 0 | 0 | 0 | 0 | 0 | 0 | 0 | 0 | 0 | 0 | 0 | 0 | 0 | 0 | 0 | 0 | 0 | 0 | 0 | 0 | 0 | 0 | 0 | 0 | 0 | Slope | Slope | Slope | Slope | Slope | Slope | Slope | Slope | Slope | Slope | Slope | Slope | Slope | Slope | Slope | Slope | Slope | Slope | Slope | Slope | Slope | Slope | Slope | Slope | Slope | Slope | Slope | Slope | Slope | Slope | Slope |  | 1 | 1 | 1 | 1 | 1 | 1 | 1 | 1 | 1 | 1 | 1 | 1 | 1 | 1 | 1 | 1 | 1 | 1 | 1 | 1 | 1 | 1 | 1 | 1 | 1 | 1 | 1 | 1 | 1 | 1 | 1 | 0 | #N/A | #N/A | 0 | 0.66667 | 0.66667 | 0.65556 | 0.64444 | 0.63333 | 0.62222 | 0.61111 | 0.6 | 0.58889 | 0.57778 | 0.56667 | 0.55556 | 0.54444 | 0.53333 | 0.52222 | 0.51111 | 0.5 | 0.48889 | 0.47778 | 0.46667 | 0.45556 | 0.44444 | 0.43333 | 0.42222 | 0.41111 | 0.4 | 0.38889 | 0.37778 | 0.36667 | 0.35556 | 0.34444 | 0 | 0.66667 | 0 | 0 | Slope | NaN | 0 | 0 |  | 1 | 0 | 0 | 1 | 0 | 0 | Slope | 2 | NaN | 0 | 0 | 0 | 0 | 0 | 0
324 | 0:54 | [8 empty] | 0 | 0 | 0 | 0 | [13 empty] | #DIV/0! | #DIV/0! | #DIV/0! | #DIV/0! | #DIV/0! | #DIV/0! | #DIV/0! | #DIV/0! | #DIV/0! | #DIV/0! | #DIV/0! | #DIV/0! | #DIV/0! | #DIV/0! | #DIV/0! | #DIV/0! | #DIV/0! | #DIV/0! | #DIV/0! | #DIV/0! | #DIV/0! | #DIV/0! | #DIV/0! | #DIV/0! | #DIV/0! | #DIV/0! | #DIV/0! | #DIV/0! | #DIV/0! | #DIV/0! | #DIV/0! | 0 | 0 | 0 | 0 | 0 | 0 | 0 | 0.05 | 0 | 0 | 0 | 0 | 0 | 0 | 0 | 0 | 0 | 0 | 0 | 0 | 0 | 0 | 0 | 0 | 0 | 0 | 0 | 0 | 0 | 0 | 0 | 0 | 0 | 0 | 0 | 0 | 0 | 0 | 0 | Slope | Slope | Slope | Slope | Slope | Slope | Slope | Slope | Slope | Slope | Slope | Slope | Slope | Slope | Slope | Slope | Slope | Slope | Slope | Slope | Slope | Slope | Slope | Slope | Slope | Slope | Slope | Slope | Slope | Slope | Slope |  | 1 | 1 | 1 | 1 | 1 | 1 | 1 | 1 | 1 | 1 | 1 | 1 | 1 | 1 | 1 | 1 | 1 | 1 | 1 | 1 | 1 | 1 | 1 | 1 | 1 | 1 | 1 | 1 | 1 | 1 | 1 | 0 | #N/A | #N/A | 0 | 0.66667 | 0.66667 | 0.65556 | 0.64444 | 0.63333 | 0.62222 | 0.61111 | 0.6 | 0.58889 | 0.57778 | 0.56667 | 0.55556 | 0.54444 | 0.53333 | 0.52222 | 0.51111 | 0.5 | 0.48889 | 0.47778 | 0.46667 | 0.45556 | 0.44444 | 0.43333 | 0.42222 | 0.41111 | 0.4 | 0.38889 | 0.37778 | 0.36667 | 0.35556 | 0.34444 | 0 | 0.66667 | 0 | 0 | Slope | NaN | 0 | 0 |  | 1 | 0 | 0 | 1 | 0 | 0 | Slope | 2 | NaN | 0 | 0 | 0 | 0 | 0 | 0
325 | 0:54 | [8 empty] | 0 | 0 | 0 | 0 | [13 empty] | #DIV/0! | #DIV/0! | #DIV/0! | #DIV/0! | #DIV/0! | #DIV/0! | #DIV/0! | #DIV/0! | #DIV/0! | #DIV/0! | #DIV/0! | #DIV/0! | #DIV/0! | #DIV/0! | #DIV/0! | #DIV/0! | #DIV/0! | #DIV/0! | #DIV/0! | #DIV/0! | #DIV/0! | #DIV/0! | #DIV/0! | #DIV/0! | #DIV/0! | #DIV/0! | #DIV/0! | #DIV/0! | #DIV/0! | #DIV/0! | #DIV/0! | 0 | 0 | 0 | 0 | 0 | 0 | 0 | 0.05 | 0 | 0 | 0 | 0 | 0 | 0 | 0 | 0 | 0 | 0 | 0 | 0 | 0 | 0 | 0 | 0 | 0 | 0 | 0 | 0 | 0 | 0 | 0 | 0 | 0 | 0 | 0 | 0 | 0 | 0 | 0 | Slope | Slope | Slope | Slope | Slope | Slope | Slope | Slope | Slope | Slope | Slope | Slope | Slope | Slope | Slope | Slope | Slope | Slope | Slope | Slope | Slope | Slope | Slope | Slope | Slope | Slope | Slope | Slope | Slope | Slope | Slope |  | 1 | 1 | 1 | 1 | 1 | 1 | 1 | 1 | 1 | 1 | 1 | 1 | 1 | 1 | 1 | 1 | 1 | 1 | 1 | 1 | 1 | 1 | 1 | 1 | 1 | 1 | 1 | 1 | 1 | 1 | 1 | 0 | #N/A | #N/A | 0 | 0.66667 | 0.66667 | 0.65556 | 0.64444 | 0.63333 | 0.62222 | 0.61111 | 0.6 | 0.58889 | 0.57778 | 0.56667 | 0.55556 | 0.54444 | 0.53333 | 0.52222 | 0.51111 | 0.5 | 0.48889 | 0.47778 | 0.46667 | 0.45556 | 0.44444 | 0.43333 | 0.42222 | 0.41111 | 0.4 | 0.38889 | 0.37778 | 0.36667 | 0.35556 | 0.34444 | 0 | 0.66667 | 0 | 0 | Slope | NaN | 0 | 0 |  | 1 | 0 | 0 | 1 | 0 | 0 | Slope | 2 | NaN | 0 | 0 | 0 | 0 | 0 | 0
326 | 0:54 | [8 empty] | 0 | 0 | 0 | 0 | [13 empty] | #DIV/0! | #DIV/0! | #DIV/0! | #DIV/0! | #DIV/0! | #DIV/0! | #DIV/0! | #DIV/0! | #DIV/0! | #DIV/0! | #DIV/0! | #DIV/0! | #DIV/0! | #DIV/0! | #DIV/0! | #DIV/0! | #DIV/0! | #DIV/0! | #DIV/0! | #DIV/0! | #DIV/0! | #DIV/0! | #DIV/0! | #DIV/0! | #DIV/0! | #DIV/0! | #DIV/0! | #DIV/0! | #DIV/0! | #DIV/0! | #DIV/0! | 0 | 0 | 0 | 0 | 0 | 0 | 0 | 0.05 | 0 | 0 | 0 | 0 | 0 | 0 | 0 | 0 | 0 | 0 | 0 | 0 | 0 | 0 | 0 | 0 | 0 | 0 | 0 | 0 | 0 | 0 | 0 | 0 | 0 | 0 | 0 | 0 | 0 | 0 | 0 | Slope | Slope | Slope | Slope | Slope | Slope | Slope | Slope | Slope | Slope | Slope | Slope | Slope | Slope | Slope | Slope | Slope | Slope | Slope | Slope | Slope | Slope | Slope | Slope | Slope | Slope | Slope | Slope | Slope | Slope | Slope |  | 1 | 1 | 1 | 1 | 1 | 1 | 1 | 1 | 1 | 1 | 1 | 1 | 1 | 1 | 1 | 1 | 1 | 1 | 1 | 1 | 1 | 1 | 1 | 1 | 1 | 1 | 1 | 1 | 1 | 1 | 1 | 0 | #N/A | #N/A | 0 | 0.66667 | 0.66667 | 0.65556 | 0.64444 | 0.63333 | 0.62222 | 0.61111 | 0.6 | 0.58889 | 0.57778 | 0.56667 | 0.55556 | 0.54444 | 0.53333 | 0.52222 | 0.51111 | 0.5 | 0.48889 | 0.47778 | 0.46667 | 0.45556 | 0.44444 | 0.43333 | 0.42222 | 0.41111 | 0.4 | 0.38889 | 0.37778 | 0.36667 | 0.35556 | 0.34444 | 0 | 0.66667 | 0 | 0 | Slope | NaN | 0 | 0 |  | 1 | 0 | 0 | 1 | 0 | 0 | Slope | 2 | NaN | 0 | 0 | 0 | 0 | 0 | 0
327 | 0:54 | [8 empty] | 0 | 0 | 0 | 0 | [13 empty] | #DIV/0! | #DIV/0! | #DIV/0! | #DIV/0! | #DIV/0! | #DIV/0! | #DIV/0! | #DIV/0! | #DIV/0! | #DIV/0! | #DIV/0! | #DIV/0! | #DIV/0! | #DIV/0! | #DIV/0! | #DIV/0! | #DIV/0! | #DIV/0! | #DIV/0! | #DIV/0! | #DIV/0! | #DIV/0! | #DIV/0! | #DIV/0! | #DIV/0! | #DIV/0! | #DIV/0! | #DIV/0! | #DIV/0! | #DIV/0! | #DIV/0! | 0 | 0 | 0 | 0 | 0 | 0 | 0 | 0.05 | 0 | 0 | 0 | 0 | 0 | 0 | 0 | 0 | 0 | 0 | 0 | 0 | 0 | 0 | 0 | 0 | 0 | 0 | 0 | 0 | 0 | 0 | 0 | 0 | 0 | 0 | 0 | 0 | 0 | 0 | 0 | Slope | Slope | Slope | Slope | Slope | Slope | Slope | Slope | Slope | Slope | Slope | Slope | Slope | Slope | Slope | Slope | Slope | Slope | Slope | Slope | Slope | Slope | Slope | Slope | Slope | Slope | Slope | Slope | Slope | Slope | Slope |  | 1 | 1 | 1 | 1 | 1 | 1 | 1 | 1 | 1 | 1 | 1 | 1 | 1 | 1 | 1 | 1 | 1 | 1 | 1 | 1 | 1 | 1 | 1 | 1 | 1 | 1 | 1 | 1 | 1 | 1 | 1 | 0 | #N/A | #N/A | 0 | 0.66667 | 0.66667 | 0.65556 | 0.64444 | 0.63333 | 0.62222 | 0.61111 | 0.6 | 0.58889 | 0.57778 | 0.56667 | 0.55556 | 0.54444 | 0.53333 | 0.52222 | 0.51111 | 0.5 | 0.48889 | 0.47778 | 0.46667 | 0.45556 | 0.44444 | 0.43333 | 0.42222 | 0.41111 | 0.4 | 0.38889 | 0.37778 | 0.36667 | 0.35556 | 0.34444 | 0 | 0.66667 | 0 | 0 | Slope | NaN | 0 | 0 |  | 1 | 0 | 0 | 1 | 0 | 0 | Slope | 2 | NaN | 0 | 0 | 0 | 0 | 0 | 0
328 | 0:54 | [8 empty] | 0 | 0 | 0 | 0 | [13 empty] | #DIV/0! | #DIV/0! | #DIV/0! | #DIV/0! | #DIV/0! | #DIV/0! | #DIV/0! | #DIV/0! | #DIV/0! | #DIV/0! | #DIV/0! | #DIV/0! | #DIV/0! | #DIV/0! | #DIV/0! | #DIV/0! | #DIV/0! | #DIV/0! | #DIV/0! | #DIV/0! | #DIV/0! | #DIV/0! | #DIV/0! | #DIV/0! | #DIV/0! | #DIV/0! | #DIV/0! | #DIV/0! | #DIV/0! | #DIV/0! | #DIV/0! | 0 | 0 | 0 | 0 | 0 | 0 | 0 | 0.05 | 0 | 0 | 0 | 0 | 0 | 0 | 0 | 0 | 0 | 0 | 0 | 0 | 0 | 0 | 0 | 0 | 0 | 0 | 0 | 0 | 0 | 0 | 0 | 0 | 0 | 0 | 0 | 0 | 0 | 0 | 0 | Slope | Slope | Slope | Slope | Slope | Slope | Slope | Slope | Slope | Slope | Slope | Slope | Slope | Slope | Slope | Slope | Slope | Slope | Slope | Slope | Slope | Slope | Slope | Slope | Slope | Slope | Slope | Slope | Slope | Slope | Slope |  | 1 | 1 | 1 | 1 | 1 | 1 | 1 | 1 | 1 | 1 | 1 | 1 | 1 | 1 | 1 | 1 | 1 | 1 | 1 | 1 | 1 | 1 | 1 | 1 | 1 | 1 | 1 | 1 | 1 | 1 | 1 | 0 | #N/A | #N/A | 0 | 0.66667 | 0.66667 | 0.65556 | 0.64444 | 0.63333 | 0.62222 | 0.61111 | 0.6 | 0.58889 | 0.57778 | 0.56667 | 0.55556 | 0.54444 | 0.53333 | 0.52222 | 0.51111 | 0.5 | 0.48889 | 0.47778 | 0.46667 | 0.45556 | 0.44444 | 0.43333 | 0.42222 | 0.41111 | 0.4 | 0.38889 | 0.37778 | 0.36667 | 0.35556 | 0.34444 | 0 | 0.66667 | 0 | 0 | Slope | NaN | 0 | 0 |  | 1 | 0 | 0 | 1 | 0 | 0 | Slope | 2 | NaN | 0 | 0 | 0 | 0 | 0 | 0
329 | 0:55 | [8 empty] | 0 | 0 | 0 | 0 | [13 empty] | #DIV/0! | #DIV/0! | #DIV/0! | #DIV/0! | #DIV/0! | #DIV/0! | #DIV/0! | #DIV/0! | #DIV/0! | #DIV/0! | #DIV/0! | #DIV/0! | #DIV/0! | #DIV/0! | #DIV/0! | #DIV/0! | #DIV/0! | #DIV/0! | #DIV/0! | #DIV/0! | #DIV/0! | #DIV/0! | #DIV/0! | #DIV/0! | #DIV/0! | #DIV/0! | #DIV/0! | #DIV/0! | #DIV/0! | #DIV/0! | #DIV/0! | 0 | 0 | 0 | 0 | 0 | 0 | 0 | 0.05 | 0 | 0 | 0 | 0 | 0 | 0 | 0 | 0 | 0 | 0 | 0 | 0 | 0 | 0 | 0 | 0 | 0 | 0 | 0 | 0 | 0 | 0 | 0 | 0 | 0 | 0 | 0 | 0 | 0 | 0 | 0 | Slope | Slope | Slope | Slope | Slope | Slope | Slope | Slope | Slope | Slope | Slope | Slope | Slope | Slope | Slope | Slope | Slope | Slope | Slope | Slope | Slope | Slope | Slope | Slope | Slope | Slope | Slope | Slope | Slope | Slope | Slope |  | 1 | 1 | 1 | 1 | 1 | 1 | 1 | 1 | 1 | 1 | 1 | 1 | 1 | 1 | 1 | 1 | 1 | 1 | 1 | 1 | 1 | 1 | 1 | 1 | 1 | 1 | 1 | 1 | 1 | 1 | 1 | 0 | #N/A | #N/A | 0 | 0.66667 | 0.66667 | 0.65556 | 0.64444 | 0.63333 | 0.62222 | 0.61111 | 0.6 | 0.58889 | 0.57778 | 0.56667 | 0.55556 | 0.54444 | 0.53333 | 0.52222 | 0.51111 | 0.5 | 0.48889 | 0.47778 | 0.46667 | 0.45556 | 0.44444 | 0.43333 | 0.42222 | 0.41111 | 0.4 | 0.38889 | 0.37778 | 0.36667 | 0.35556 | 0.34444 | 0 | 0.66667 | 0 | 0 | Slope | NaN | 0 | 0 |  | 1 | 0 | 0 | 1 | 0 | 0 | Slope | 2 | NaN | 0 | 0 | 0 | 0 | 0 | 0
330 | 0:55 | [8 empty] | 0 | 0 | 0 | 0 | [13 empty] | #DIV/0! | #DIV/0! | #DIV/0! | #DIV/0! | #DIV/0! | #DIV/0! | #DIV/0! | #DIV/0! | #DIV/0! | #DIV/0! | #DIV/0! | #DIV/0! | #DIV/0! | #DIV/0! | #DIV/0! | #DIV/0! | #DIV/0! | #DIV/0! | #DIV/0! | #DIV/0! | #DIV/0! | #DIV/0! | #DIV/0! | #DIV/0! | #DIV/0! | #DIV/0! | #DIV/0! | #DIV/0! | #DIV/0! | #DIV/0! | #DIV/0! | 0 | 0 | 0 | 0 | 0 | 0 | 0 | 0.05 | 0 | 0 | 0 | 0 | 0 | 0 | 0 | 0 | 0 | 0 | 0 | 0 | 0 | 0 | 0 | 0 | 0 | 0 | 0 | 0 | 0 | 0 | 0 | 0 | 0 | 0 | 0 | 0 | 0 | 0 | 0 | Slope | Slope | Slope | Slope | Slope | Slope | Slope | Slope | Slope | Slope | Slope | Slope | Slope | Slope | Slope | Slope | Slope | Slope | Slope | Slope | Slope | Slope | Slope | Slope | Slope | Slope | Slope | Slope | Slope | Slope | Slope |  | 1 | 1 | 1 | 1 | 1 | 1 | 1 | 1 | 1 | 1 | 1 | 1 | 1 | 1 | 1 | 1 | 1 | 1 | 1 | 1 | 1 | 1 | 1 | 1 | 1 | 1 | 1 | 1 | 1 | 1 | 1 | 0 | #N/A | #N/A | 0 | 0.66667 | 0.66667 | 0.65556 | 0.64444 | 0.63333 | 0.62222 | 0.61111 | 0.6 | 0.58889 | 0.57778 | 0.56667 | 0.55556 | 0.54444 | 0.53333 | 0.52222 | 0.51111 | 0.5 | 0.48889 | 0.47778 | 0.46667 | 0.45556 | 0.44444 | 0.43333 | 0.42222 | 0.41111 | 0.4 | 0.38889 | 0.37778 | 0.36667 | 0.35556 | 0.34444 | 0 | 0.66667 | 0 | 0 | Slope | NaN | 0 | 0 |  | 1 | 0 | 0 | 1 | 0 | 0 | Slope | 2 | NaN | 0 | 0 | 0 | 0 | 0 | 0
331 | 0:55 | [8 empty] | 0 | 0 | 0 | 0 | [13 empty] | #DIV/0! | #DIV/0! | #DIV/0! | #DIV/0! | #DIV/0! | #DIV/0! | #DIV/0! | #DIV/0! | #DIV/0! | #DIV/0! | #DIV/0! | #DIV/0! | #DIV/0! | #DIV/0! | #DIV/0! | #DIV/0! | #DIV/0! | #DIV/0! | #DIV/0! | #DIV/0! | #DIV/0! | #DIV/0! | #DIV/0! | #DIV/0! | #DIV/0! | #DIV/0! | #DIV/0! | #DIV/0! | #DIV/0! | #DIV/0! | #DIV/0! | 0 | 0 | 0 | 0 | 0 | 0 | 0 | 0.05 | 0 | 0 | 0 | 0 | 0 | 0 | 0 | 0 | 0 | 0 | 0 | 0 | 0 | 0 | 0 | 0 | 0 | 0 | 0 | 0 | 0 | 0 | 0 | 0 | 0 | 0 | 0 | 0 | 0 | 0 | 0 | Slope | Slope | Slope | Slope | Slope | Slope | Slope | Slope | Slope | Slope | Slope | Slope | Slope | Slope | Slope | Slope | Slope | Slope | Slope | Slope | Slope | Slope | Slope | Slope | Slope | Slope | Slope | Slope | Slope | Slope | Slope |  | 1 | 1 | 1 | 1 | 1 | 1 | 1 | 1 | 1 | 1 | 1 | 1 | 1 | 1 | 1 | 1 | 1 | 1 | 1 | 1 | 1 | 1 | 1 | 1 | 1 | 1 | 1 | 1 | 1 | 1 | 1 | 0 | #N/A | #N/A | 0 | 0.66667 | 0.66667 | 0.65556 | 0.64444 | 0.63333 | 0.62222 | 0.61111 | 0.6 | 0.58889 | 0.57778 | 0.56667 | 0.55556 | 0.54444 | 0.53333 | 0.52222 | 0.51111 | 0.5 | 0.48889 | 0.47778 | 0.46667 | 0.45556 | 0.44444 | 0.43333 | 0.42222 | 0.41111 | 0.4 | 0.38889 | 0.37778 | 0.36667 | 0.35556 | 0.34444 | 0 | 0.66667 | 0 | 0 | Slope | NaN | 0 | 0 |  | 1 | 0 | 0 | 1 | 0 | 0 | Slope | 2 | NaN | 0 | 0 | 0 | 0 | 0 | 0
332 | 0:55 | [8 empty] | 0 | 0 | 0 | 0 | [13 empty] | #DIV/0! | #DIV/0! | #DIV/0! | #DIV/0! | #DIV/0! | #DIV/0! | #DIV/0! | #DIV/0! | #DIV/0! | #DIV/0! | #DIV/0! | #DIV/0! | #DIV/0! | #DIV/0! | #DIV/0! | #DIV/0! | #DIV/0! | #DIV/0! | #DIV/0! | #DIV/0! | #DIV/0! | #DIV/0! | #DIV/0! | #DIV/0! | #DIV/0! | #DIV/0! | #DIV/0! | #DIV/0! | #DIV/0! | #DIV/0! | #DIV/0! | 0 | 0 | 0 | 0 | 0 | 0 | 0 | 0.05 | 0 | 0 | 0 | 0 | 0 | 0 | 0 | 0 | 0 | 0 | 0 | 0 | 0 | 0 | 0 | 0 | 0 | 0 | 0 | 0 | 0 | 0 | 0 | 0 | 0 | 0 | 0 | 0 | 0 | 0 | 0 | Slope | Slope | Slope | Slope | Slope | Slope | Slope | Slope | Slope | Slope | Slope | Slope | Slope | Slope | Slope | Slope | Slope | Slope | Slope | Slope | Slope | Slope | Slope | Slope | Slope | Slope | Slope | Slope | Slope | Slope | Slope |  | 1 | 1 | 1 | 1 | 1 | 1 | 1 | 1 | 1 | 1 | 1 | 1 | 1 | 1 | 1 | 1 | 1 | 1 | 1 | 1 | 1 | 1 | 1 | 1 | 1 | 1 | 1 | 1 | 1 | 1 | 1 | 0 | #N/A | #N/A | 0 | 0.66667 | 0.66667 | 0.65556 | 0.64444 | 0.63333 | 0.62222 | 0.61111 | 0.6 | 0.58889 | 0.57778 | 0.56667 | 0.55556 | 0.54444 | 0.53333 | 0.52222 | 0.51111 | 0.5 | 0.48889 | 0.47778 | 0.46667 | 0.45556 | 0.44444 | 0.43333 | 0.42222 | 0.41111 | 0.4 | 0.38889 | 0.37778 | 0.36667 | 0.35556 | 0.34444 | 0 | 0.66667 | 0 | 0 | Slope | NaN | 0 | 0 |  | 1 | 0 | 0 | 1 | 0 | 0 | Slope | 2 | NaN | 0 | 0 | 0 | 0 | 0 | 0
333 | 0:55 | [8 empty] | 0 | 0 | 0 | 0 | [13 empty] | #DIV/0! | #DIV/0! | #DIV/0! | #DIV/0! | #DIV/0! | #DIV/0! | #DIV/0! | #DIV/0! | #DIV/0! | #DIV/0! | #DIV/0! | #DIV/0! | #DIV/0! | #DIV/0! | #DIV/0! | #DIV/0! | #DIV/0! | #DIV/0! | #DIV/0! | #DIV/0! | #DIV/0! | #DIV/0! | #DIV/0! | #DIV/0! | #DIV/0! | #DIV/0! | #DIV/0! | #DIV/0! | #DIV/0! | #DIV/0! | #DIV/0! | 0 | 0 | 0 | 0 | 0 | 0 | 0 | 0.05 | 0 | 0 | 0 | 0 | 0 | 0 | 0 | 0 | 0 | 0 | 0 | 0 | 0 | 0 | 0 | 0 | 0 | 0 | 0 | 0 | 0 | 0 | 0 | 0 | 0 | 0 | 0 | 0 | 0 | 0 | 0 | Slope | Slope | Slope | Slope | Slope | Slope | Slope | Slope | Slope | Slope | Slope | Slope | Slope | Slope | Slope | Slope | Slope | Slope | Slope | Slope | Slope | Slope | Slope | Slope | Slope | Slope | Slope | Slope | Slope | Slope | Slope |  | 1 | 1 | 1 | 1 | 1 | 1 | 1 | 1 | 1 | 1 | 1 | 1 | 1 | 1 | 1 | 1 | 1 | 1 | 1 | 1 | 1 | 1 | 1 | 1 | 1 | 1 | 1 | 1 | 1 | 1 | 1 | 0 | #N/A | #N/A | 0 | 0.66667 | 0.66667 | 0.65556 | 0.64444 | 0.63333 | 0.62222 | 0.61111 | 0.6 | 0.58889 | 0.57778 | 0.56667 | 0.55556 | 0.54444 | 0.53333 | 0.52222 | 0.51111 | 0.5 | 0.48889 | 0.47778 | 0.46667 | 0.45556 | 0.44444 | 0.43333 | 0.42222 | 0.41111 | 0.4 | 0.38889 | 0.37778 | 0.36667 | 0.35556 | 0.34444 | 0 | 0.66667 | 0 | 0 | Slope | NaN | 0 | 0 |  | 1 | 0 | 0 | 1 | 0 | 0 | Slope | 2 | NaN | 0 | 0 | 0 | 0 | 0 | 0
334 | 0:55 | [8 empty] | 0 | 0 | 0 | 0 | [13 empty] | #DIV/0! | #DIV/0! | #DIV/0! | #DIV/0! | #DIV/0! | #DIV/0! | #DIV/0! | #DIV/0! | #DIV/0! | #DIV/0! | #DIV/0! | #DIV/0! | #DIV/0! | #DIV/0! | #DIV/0! | #DIV/0! | #DIV/0! | #DIV/0! | #DIV/0! | #DIV/0! | #DIV/0! | #DIV/0! | #DIV/0! | #DIV/0! | #DIV/0! | #DIV/0! | #DIV/0! | #DIV/0! | #DIV/0! | #DIV/0! | #DIV/0! | 0 | 0 | 0 | 0 | 0 | 0 | 0 | 0.05 | 0 | 0 | 0 | 0 | 0 | 0 | 0 | 0 | 0 | 0 | 0 | 0 | 0 | 0 | 0 | 0 | 0 | 0 | 0 | 0 | 0 | 0 | 0 | 0 | 0 | 0 | 0 | 0 | 0 | 0 | 0 | Slope | Slope | Slope | Slope | Slope | Slope | Slope | Slope | Slope | Slope | Slope | Slope | Slope | Slope | Slope | Slope | Slope | Slope | Slope | Slope | Slope | Slope | Slope | Slope | Slope | Slope | Slope | Slope | Slope | Slope | Slope |  | 1 | 1 | 1 | 1 | 1 | 1 | 1 | 1 | 1 | 1 | 1 | 1 | 1 | 1 | 1 | 1 | 1 | 1 | 1 | 1 | 1 | 1 | 1 | 1 | 1 | 1 | 1 | 1 | 1 | 1 | 1 | 0 | #N/A | #N/A | 0 | 0.66667 | 0.66667 | 0.65556 | 0.64444 | 0.63333 | 0.62222 | 0.61111 | 0.6 | 0.58889 | 0.57778 | 0.56667 | 0.55556 | 0.54444 | 0.53333 | 0.52222 | 0.51111 | 0.5 | 0.48889 | 0.47778 | 0.46667 | 0.45556 | 0.44444 | 0.43333 | 0.42222 | 0.41111 | 0.4 | 0.38889 | 0.37778 | 0.36667 | 0.35556 | 0.34444 | 0 | 0.66667 | 0 | 0 | Slope | NaN | 0 | 0 |  | 1 | 0 | 0 | 1 | 0 | 0 | Slope | 2 | NaN | 0 | 0 | 0 | 0 | 0 | 0
335 | 0:56 | [8 empty] | 0 | 0 | 0 | 0 | [13 empty] | #DIV/0! | #DIV/0! | #DIV/0! | #DIV/0! | #DIV/0! | #DIV/0! | #DIV/0! | #DIV/0! | #DIV/0! | #DIV/0! | #DIV/0! | #DIV/0! | #DIV/0! | #DIV/0! | #DIV/0! | #DIV/0! | #DIV/0! | #DIV/0! | #DIV/0! | #DIV/0! | #DIV/0! | #DIV/0! | #DIV/0! | #DIV/0! | #DIV/0! | #DIV/0! | #DIV/0! | #DIV/0! | #DIV/0! | #DIV/0! | #DIV/0! | 0 | 0 | 0 | 0 | 0 | 0 | 0 | 0.05 | 0 | 0 | 0 | 0 | 0 | 0 | 0 | 0 | 0 | 0 | 0 | 0 | 0 | 0 | 0 | 0 | 0 | 0 | 0 | 0 | 0 | 0 | 0 | 0 | 0 | 0 | 0 | 0 | 0 | 0 | 0 | Slope | Slope | Slope | Slope | Slope | Slope | Slope | Slope | Slope | Slope | Slope | Slope | Slope | Slope | Slope | Slope | Slope | Slope | Slope | Slope | Slope | Slope | Slope | Slope | Slope | Slope | Slope | Slope | Slope | Slope | Slope |  | 1 | 1 | 1 | 1 | 1 | 1 | 1 | 1 | 1 | 1 | 1 | 1 | 1 | 1 | 1 | 1 | 1 | 1 | 1 | 1 | 1 | 1 | 1 | 1 | 1 | 1 | 1 | 1 | 1 | 1 | 1 | 0 | #N/A | #N/A | 0 | 0.66667 | 0.66667 | 0.65556 | 0.64444 | 0.63333 | 0.62222 | 0.61111 | 0.6 | 0.58889 | 0.57778 | 0.56667 | 0.55556 | 0.54444 | 0.53333 | 0.52222 | 0.51111 | 0.5 | 0.48889 | 0.47778 | 0.46667 | 0.45556 | 0.44444 | 0.43333 | 0.42222 | 0.41111 | 0.4 | 0.38889 | 0.37778 | 0.36667 | 0.35556 | 0.34444 | 0 | 0.66667 | 0 | 0 | Slope | NaN | 0 | 0 |  | 1 | 0 | 0 | 1 | 0 | 0 | Slope | 2 | NaN | 0 | 0 | 0 | 0 | 0 | 0
336 | 0:56 | [8 empty] | 0 | 0 | 0 | 0 | [13 empty] | #DIV/0! | #DIV/0! | #DIV/0! | #DIV/0! | #DIV/0! | #DIV/0! | #DIV/0! | #DIV/0! | #DIV/0! | #DIV/0! | #DIV/0! | #DIV/0! | #DIV/0! | #DIV/0! | #DIV/0! | #DIV/0! | #DIV/0! | #DIV/0! | #DIV/0! | #DIV/0! | #DIV/0! | #DIV/0! | #DIV/0! | #DIV/0! | #DIV/0! | #DIV/0! | #DIV/0! | #DIV/0! | #DIV/0! | #DIV/0! | #DIV/0! | 0 | 0 | 0 | 0 | 0 | 0 | 0 | 0.05 | 0 | 0 | 0 | 0 | 0 | 0 | 0 | 0 | 0 | 0 | 0 | 0 | 0 | 0 | 0 | 0 | 0 | 0 | 0 | 0 | 0 | 0 | 0 | 0 | 0 | 0 | 0 | 0 | 0 | 0 | 0 | Slope | Slope | Slope | Slope | Slope | Slope | Slope | Slope | Slope | Slope | Slope | Slope | Slope | Slope | Slope | Slope | Slope | Slope | Slope | Slope | Slope | Slope | Slope | Slope | Slope | Slope | Slope | Slope | Slope | Slope | Slope |  | 1 | 1 | 1 | 1 | 1 | 1 | 1 | 1 | 1 | 1 | 1 | 1 | 1 | 1 | 1 | 1 | 1 | 1 | 1 | 1 | 1 | 1 | 1 | 1 | 1 | 1 | 1 | 1 | 1 | 1 | 1 | 0 | #N/A | #N/A | 0 | 0.66667 | 0.66667 | 0.65556 | 0.64444 | 0.63333 | 0.62222 | 0.61111 | 0.6 | 0.58889 | 0.57778 | 0.56667 | 0.55556 | 0.54444 | 0.53333 | 0.52222 | 0.51111 | 0.5 | 0.48889 | 0.47778 | 0.46667 | 0.45556 | 0.44444 | 0.43333 | 0.42222 | 0.41111 | 0.4 | 0.38889 | 0.37778 | 0.36667 | 0.35556 | 0.34444 | 0 | 0.66667 | 0 | 0 | Slope | NaN | 0 | 0 |  | 1 | 0 | 0 | 1 | 0 | 0 | Slope | 2 | NaN | 0 | 0 | 0 | 0 | 0 | 0
337 | 0:56 | [8 empty] | 0 | 0 | 0 | 0 | [13 empty] | #DIV/0! | #DIV/0! | #DIV/0! | #DIV/0! | #DIV/0! | #DIV/0! | #DIV/0! | #DIV/0! | #DIV/0! | #DIV/0! | #DIV/0! | #DIV/0! | #DIV/0! | #DIV/0! | #DIV/0! | #DIV/0! | #DIV/0! | #DIV/0! | #DIV/0! | #DIV/0! | #DIV/0! | #DIV/0! | #DIV/0! | #DIV/0! | #DIV/0! | #DIV/0! | #DIV/0! | #DIV/0! | #DIV/0! | #DIV/0! | #DIV/0! | 0 | 0 | 0 | 0 | 0 | 0 | 0 | 0.05 | 0 | 0 | 0 | 0 | 0 | 0 | 0 | 0 | 0 | 0 | 0 | 0 | 0 | 0 | 0 | 0 | 0 | 0 | 0 | 0 | 0 | 0 | 0 | 0 | 0 | 0 | 0 | 0 | 0 | 0 | 0 | Slope | Slope | Slope | Slope | Slope | Slope | Slope | Slope | Slope | Slope | Slope | Slope | Slope | Slope | Slope | Slope | Slope | Slope | Slope | Slope | Slope | Slope | Slope | Slope | Slope | Slope | Slope | Slope | Slope | Slope | Slope |  | 1 | 1 | 1 | 1 | 1 | 1 | 1 | 1 | 1 | 1 | 1 | 1 | 1 | 1 | 1 | 1 | 1 | 1 | 1 | 1 | 1 | 1 | 1 | 1 | 1 | 1 | 1 | 1 | 1 | 1 | 1 | 0 | #N/A | #N/A | 0 | 0.66667 | 0.66667 | 0.65556 | 0.64444 | 0.63333 | 0.62222 | 0.61111 | 0.6 | 0.58889 | 0.57778 | 0.56667 | 0.55556 | 0.54444 | 0.53333 | 0.52222 | 0.51111 | 0.5 | 0.48889 | 0.47778 | 0.46667 | 0.45556 | 0.44444 | 0.43333 | 0.42222 | 0.41111 | 0.4 | 0.38889 | 0.37778 | 0.36667 | 0.35556 | 0.34444 | 0 | 0.66667 | 0 | 0 | Slope | NaN | 0 | 0 |  | 1 | 0 | 0 | 1 | 0 | 0 | Slope | 2 | NaN | 0 | 0 | 0 | 0 | 0 | 0
338 | 0:56 | [8 empty] | 0 | 0 | 0 | 0 | [13 empty] | #DIV/0! | #DIV/0! | #DIV/0! | #DIV/0! | #DIV/0! | #DIV/0! | #DIV/0! | #DIV/0! | #DIV/0! | #DIV/0! | #DIV/0! | #DIV/0! | #DIV/0! | #DIV/0! | #DIV/0! | #DIV/0! | #DIV/0! | #DIV/0! | #DIV/0! | #DIV/0! | #DIV/0! | #DIV/0! | #DIV/0! | #DIV/0! | #DIV/0! | #DIV/0! | #DIV/0! | #DIV/0! | #DIV/0! | #DIV/0! | #DIV/0! | 0 | 0 | 0 | 0 | 0 | 0 | 0 | 0.05 | 0 | 0 | 0 | 0 | 0 | 0 | 0 | 0 | 0 | 0 | 0 | 0 | 0 | 0 | 0 | 0 | 0 | 0 | 0 | 0 | 0 | 0 | 0 | 0 | 0 | 0 | 0 | 0 | 0 | 0 | 0 | Slope | Slope | Slope | Slope | Slope | Slope | Slope | Slope | Slope | Slope | Slope | Slope | Slope | Slope | Slope | Slope | Slope | Slope | Slope | Slope | Slope | Slope | Slope | Slope | Slope | Slope | Slope | Slope | Slope | Slope | Slope |  | 1 | 1 | 1 | 1 | 1 | 1 | 1 | 1 | 1 | 1 | 1 | 1 | 1 | 1 | 1 | 1 | 1 | 1 | 1 | 1 | 1 | 1 | 1 | 1 | 1 | 1 | 1 | 1 | 1 | 1 | 1 | 0 | #N/A | #N/A | 0 | 0.66667 | 0.66667 | 0.65556 | 0.64444 | 0.63333 | 0.62222 | 0.61111 | 0.6 | 0.58889 | 0.57778 | 0.56667 | 0.55556 | 0.54444 | 0.53333 | 0.52222 | 0.51111 | 0.5 | 0.48889 | 0.47778 | 0.46667 | 0.45556 | 0.44444 | 0.43333 | 0.42222 | 0.41111 | 0.4 | 0.38889 | 0.37778 | 0.36667 | 0.35556 | 0.34444 | 0 | 0.66667 | 0 | 0 | Slope | NaN | 0 | 0 |  | 1 | 0 | 0 | 1 | 0 | 0 | Slope | 2 | NaN | 0 | 0 | 0 | 0 | 0 | 0
339 | 0:56 | [8 empty] | 0 | 0 | 0 | 0 | [13 empty] | #DIV/0! | #DIV/0! | #DIV/0! | #DIV/0! | #DIV/0! | #DIV/0! | #DIV/0! | #DIV/0! | #DIV/0! | #DIV/0! | #DIV/0! | #DIV/0! | #DIV/0! | #DIV/0! | #DIV/0! | #DIV/0! | #DIV/0! | #DIV/0! | #DIV/0! | #DIV/0! | #DIV/0! | #DIV/0! | #DIV/0! | #DIV/0! | #DIV/0! | #DIV/0! | #DIV/0! | #DIV/0! | #DIV/0! | #DIV/0! | #DIV/0! | 0 | 0 | 0 | 0 | 0 | 0 | 0 | 0.05 | 0 | 0 | 0 | 0 | 0 | 0 | 0 | 0 | 0 | 0 | 0 | 0 | 0 | 0 | 0 | 0 | 0 | 0 | 0 | 0 | 0 | 0 | 0 | 0 | 0 | 0 | 0 | 0 | 0 | 0 | 0 | Slope | Slope | Slope | Slope | Slope | Slope | Slope | Slope | Slope | Slope | Slope | Slope | Slope | Slope | Slope | Slope | Slope | Slope | Slope | Slope | Slope | Slope | Slope | Slope | Slope | Slope | Slope | Slope | Slope | Slope | Slope |  | 1 | 1 | 1 | 1 | 1 | 1 | 1 | 1 | 1 | 1 | 1 | 1 | 1 | 1 | 1 | 1 | 1 | 1 | 1 | 1 | 1 | 1 | 1 | 1 | 1 | 1 | 1 | 1 | 1 | 1 | 1 | 0 | #N/A | #N/A | 0 | 0.66667 | 0.66667 | 0.65556 | 0.64444 | 0.63333 | 0.62222 | 0.61111 | 0.6 | 0.58889 | 0.57778 | 0.56667 | 0.55556 | 0.54444 | 0.53333 | 0.52222 | 0.51111 | 0.5 | 0.48889 | 0.47778 | 0.46667 | 0.45556 | 0.44444 | 0.43333 | 0.42222 | 0.41111 | 0.4 | 0.38889 | 0.37778 | 0.36667 | 0.35556 | 0.34444 | 0 | 0.66667 | 0 | 0 | Slope | NaN | 0 | 0 |  | 1 | 0 | 0 | 1 | 0 | 0 | Slope | 2 | NaN | 0 | 0 | 0 | 0 | 0 | 0
340 | 0:56 | [8 empty] | 0 | 0 | 0 | 0 | [13 empty] | #DIV/0! | #DIV/0! | #DIV/0! | #DIV/0! | #DIV/0! | #DIV/0! | #DIV/0! | #DIV/0! | #DIV/0! | #DIV/0! | #DIV/0! | #DIV/0! | #DIV/0! | #DIV/0! | #DIV/0! | #DIV/0! | #DIV/0! | #DIV/0! | #DIV/0! | #DIV/0! | #DIV/0! | #DIV/0! | #DIV/0! | #DIV/0! | #DIV/0! | #DIV/0! | #DIV/0! | #DIV/0! | #DIV/0! | #DIV/0! | #DIV/0! | 0 | 0 | 0 | 0 | 0 | 0 | 0 | 0.05 | 0 | 0 | 0 | 0 | 0 | 0 | 0 | 0 | 0 | 0 | 0 | 0 | 0 | 0 | 0 | 0 | 0 | 0 | 0 | 0 | 0 | 0 | 0 | 0 | 0 | 0 | 0 | 0 | 0 | 0 | 0 | Slope | Slope | Slope | Slope | Slope | Slope | Slope | Slope | Slope | Slope | Slope | Slope | Slope | Slope | Slope | Slope | Slope | Slope | Slope | Slope | Slope | Slope | Slope | Slope | Slope | Slope | Slope | Slope | Slope | Slope | Slope |  | 1 | 1 | 1 | 1 | 1 | 1 | 1 | 1 | 1 | 1 | 1 | 1 | 1 | 1 | 1 | 1 | 1 | 1 | 1 | 1 | 1 | 1 | 1 | 1 | 1 | 1 | 1 | 1 | 1 | 1 | 1 | 0 | #N/A | #N/A | 0 | 0.66667 | 0.66667 | 0.65556 | 0.64444 | 0.63333 | 0.62222 | 0.61111 | 0.6 | 0.58889 | 0.57778 | 0.56667 | 0.55556 | 0.54444 | 0.53333 | 0.52222 | 0.51111 | 0.5 | 0.48889 | 0.47778 | 0.46667 | 0.45556 | 0.44444 | 0.43333 | 0.42222 | 0.41111 | 0.4 | 0.38889 | 0.37778 | 0.36667 | 0.35556 | 0.34444 | 0 | 0.66667 | 0 | 0 | Slope | NaN | 0 | 0 |  | 1 | 0 | 0 | 1 | 0 | 0 | Slope | 2 | NaN | 0 | 0 | 0 | 0 | 0 | 0
341 | 0:57 | [8 empty] | 0 | 0 | 0 | 0 | [13 empty] | #DIV/0! | #DIV/0! | #DIV/0! | #DIV/0! | #DIV/0! | #DIV/0! | #DIV/0! | #DIV/0! | #DIV/0! | #DIV/0! | #DIV/0! | #DIV/0! | #DIV/0! | #DIV/0! | #DIV/0! | #DIV/0! | #DIV/0! | #DIV/0! | #DIV/0! | #DIV/0! | #DIV/0! | #DIV/0! | #DIV/0! | #DIV/0! | #DIV/0! | #DIV/0! | #DIV/0! | #DIV/0! | #DIV/0! | #DIV/0! | #DIV/0! | 0 | 0 | 0 | 0 | 0 | 0 | 0 | 0.05 | 0 | 0 | 0 | 0 | 0 | 0 | 0 | 0 | 0 | 0 | 0 | 0 | 0 | 0 | 0 | 0 | 0 | 0 | 0 | 0 | 0 | 0 | 0 | 0 | 0 | 0 | 0 | 0 | 0 | 0 | 0 | Slope | Slope | Slope | Slope | Slope | Slope | Slope | Slope | Slope | Slope | Slope | Slope | Slope | Slope | Slope | Slope | Slope | Slope | Slope | Slope | Slope | Slope | Slope | Slope | Slope | Slope | Slope | Slope | Slope | Slope | Slope |  | 1 | 1 | 1 | 1 | 1 | 1 | 1 | 1 | 1 | 1 | 1 | 1 | 1 | 1 | 1 | 1 | 1 | 1 | 1 | 1 | 1 | 1 | 1 | 1 | 1 | 1 | 1 | 1 | 1 | 1 | 1 | 0 | #N/A | #N/A | 0 | 0.66667 | 0.66667 | 0.65556 | 0.64444 | 0.63333 | 0.62222 | 0.61111 | 0.6 | 0.58889 | 0.57778 | 0.56667 | 0.55556 | 0.54444 | 0.53333 | 0.52222 | 0.51111 | 0.5 | 0.48889 | 0.47778 | 0.46667 | 0.45556 | 0.44444 | 0.43333 | 0.42222 | 0.41111 | 0.4 | 0.38889 | 0.37778 | 0.36667 | 0.35556 | 0.34444 | 0 | 0.66667 | 0 | 0 | Slope | NaN | 0 | 0 |  | 1 | 0 | 0 | 1 | 0 | 0 | Slope | 2 | NaN | 0 | 0 | 0 | 0 | 0 | 0
342 | 0:57 | [8 empty] | 0 | 0 | 0 | 0 | [13 empty] | #DIV/0! | #DIV/0! | #DIV/0! | #DIV/0! | #DIV/0! | #DIV/0! | #DIV/0! | #DIV/0! | #DIV/0! | #DIV/0! | #DIV/0! | #DIV/0! | #DIV/0! | #DIV/0! | #DIV/0! | #DIV/0! | #DIV/0! | #DIV/0! | #DIV/0! | #DIV/0! | #DIV/0! | #DIV/0! | #DIV/0! | #DIV/0! | #DIV/0! | #DIV/0! | #DIV/0! | #DIV/0! | #DIV/0! | #DIV/0! | #DIV/0! | 0 | 0 | 0 | 0 | 0 | 0 | 0 | 0.05 | 0 | 0 | 0 | 0 | 0 | 0 | 0 | 0 | 0 | 0 | 0 | 0 | 0 | 0 | 0 | 0 | 0 | 0 | 0 | 0 | 0 | 0 | 0 | 0 | 0 | 0 | 0 | 0 | 0 | 0 | 0 | Slope | Slope | Slope | Slope | Slope | Slope | Slope | Slope | Slope | Slope | Slope | Slope | Slope | Slope | Slope | Slope | Slope | Slope | Slope | Slope | Slope | Slope | Slope | Slope | Slope | Slope | Slope | Slope | Slope | Slope | Slope |  | 1 | 1 | 1 | 1 | 1 | 1 | 1 | 1 | 1 | 1 | 1 | 1 | 1 | 1 | 1 | 1 | 1 | 1 | 1 | 1 | 1 | 1 | 1 | 1 | 1 | 1 | 1 | 1 | 1 | 1 | 1 | 0 | #N/A | #N/A | 0 | 0.66667 | 0.66667 | 0.65556 | 0.64444 | 0.63333 | 0.62222 | 0.61111 | 0.6 | 0.58889 | 0.57778 | 0.56667 | 0.55556 | 0.54444 | 0.53333 | 0.52222 | 0.51111 | 0.5 | 0.48889 | 0.47778 | 0.46667 | 0.45556 | 0.44444 | 0.43333 | 0.42222 | 0.41111 | 0.4 | 0.38889 | 0.37778 | 0.36667 | 0.35556 | 0.34444 | 0 | 0.66667 | 0 | 0 | Slope | NaN | 0 | 0 |  | 1 | 0 | 0 | 1 | 0 | 0 | Slope | 2 | NaN | 0 | 0 | 0 | 0 | 0 | 0
343 | 0:57 | [8 empty] | 0 | 0 | 0 | 0 | [13 empty] | #DIV/0! | #DIV/0! | #DIV/0! | #DIV/0! | #DIV/0! | #DIV/0! | #DIV/0! | #DIV/0! | #DIV/0! | #DIV/0! | #DIV/0! | #DIV/0! | #DIV/0! | #DIV/0! | #DIV/0! | #DIV/0! | #DIV/0! | #DIV/0! | #DIV/0! | #DIV/0! | #DIV/0! | #DIV/0! | #DIV/0! | #DIV/0! | #DIV/0! | #DIV/0! | #DIV/0! | #DIV/0! | #DIV/0! | #DIV/0! | #DIV/0! | 0 | 0 | 0 | 0 | 0 | 0 | 0 | 0.05 | 0 | 0 | 0 | 0 | 0 | 0 | 0 | 0 | 0 | 0 | 0 | 0 | 0 | 0 | 0 | 0 | 0 | 0 | 0 | 0 | 0 | 0 | 0 | 0 | 0 | 0 | 0 | 0 | 0 | 0 | 0 | Slope | Slope | Slope | Slope | Slope | Slope | Slope | Slope | Slope | Slope | Slope | Slope | Slope | Slope | Slope | Slope | Slope | Slope | Slope | Slope | Slope | Slope | Slope | Slope | Slope | Slope | Slope | Slope | Slope | Slope | Slope |  | 1 | 1 | 1 | 1 | 1 | 1 | 1 | 1 | 1 | 1 | 1 | 1 | 1 | 1 | 1 | 1 | 1 | 1 | 1 | 1 | 1 | 1 | 1 | 1 | 1 | 1 | 1 | 1 | 1 | 1 | 1 | 0 | #N/A | #N/A | 0 | 0.66667 | 0.66667 | 0.65556 | 0.64444 | 0.63333 | 0.62222 | 0.61111 | 0.6 | 0.58889 | 0.57778 | 0.56667 | 0.55556 | 0.54444 | 0.53333 | 0.52222 | 0.51111 | 0.5 | 0.48889 | 0.47778 | 0.46667 | 0.45556 | 0.44444 | 0.43333 | 0.42222 | 0.41111 | 0.4 | 0.38889 | 0.37778 | 0.36667 | 0.35556 | 0.34444 | 0 | 0.66667 | 0 | 0 | Slope | NaN | 0 | 0 |  | 1 | 0 | 0 | 1 | 0 | 0 | Slope | 2 | NaN | 0 | 0 | 0 | 0 | 0 | 0
344 | 0:57 | [8 empty] | 0 | 0 | 0 | 0 | [13 empty] | #DIV/0! | #DIV/0! | #DIV/0! | #DIV/0! | #DIV/0! | #DIV/0! | #DIV/0! | #DIV/0! | #DIV/0! | #DIV/0! | #DIV/0! | #DIV/0! | #DIV/0! | #DIV/0! | #DIV/0! | #DIV/0! | #DIV/0! | #DIV/0! | #DIV/0! | #DIV/0! | #DIV/0! | #DIV/0! | #DIV/0! | #DIV/0! | #DIV/0! | #DIV/0! | #DIV/0! | #DIV/0! | #DIV/0! | #DIV/0! | #DIV/0! | 0 | 0 | 0 | 0 | 0 | 0 | 0 | 0.05 | 0 | 0 | 0 | 0 | 0 | 0 | 0 | 0 | 0 | 0 | 0 | 0 | 0 | 0 | 0 | 0 | 0 | 0 | 0 | 0 | 0 | 0 | 0 | 0 | 0 | 0 | 0 | 0 | 0 | 0 | 0 | Slope | Slope | Slope | Slope | Slope | Slope | Slope | Slope | Slope | Slope | Slope | Slope | Slope | Slope | Slope | Slope | Slope | Slope | Slope | Slope | Slope | Slope | Slope | Slope | Slope | Slope | Slope | Slope | Slope | Slope | Slope |  | 1 | 1 | 1 | 1 | 1 | 1 | 1 | 1 | 1 | 1 | 1 | 1 | 1 | 1 | 1 | 1 | 1 | 1 | 1 | 1 | 1 | 1 | 1 | 1 | 1 | 1 | 1 | 1 | 1 | 1 | 1 | 0 | #N/A | #N/A | 0 | 0.66667 | 0.66667 | 0.65556 | 0.64444 | 0.63333 | 0.62222 | 0.61111 | 0.6 | 0.58889 | 0.57778 | 0.56667 | 0.55556 | 0.54444 | 0.53333 | 0.52222 | 0.51111 | 0.5 | 0.48889 | 0.47778 | 0.46667 | 0.45556 | 0.44444 | 0.43333 | 0.42222 | 0.41111 | 0.4 | 0.38889 | 0.37778 | 0.36667 | 0.35556 | 0.34444 | 0 | 0.66667 | 0 | 0 | Slope | NaN | 0 | 0 |  | 1 | 0 | 0 | 1 | 0 | 0 | Slope | 2 | NaN | 0 | 0 | 0 | 0 | 0 | 0
345 | 0:57 | [8 empty] | 0 | 0 | 0 | 0 | [13 empty] | #DIV/0! | #DIV/0! | #DIV/0! | #DIV/0! | #DIV/0! | #DIV/0! | #DIV/0! | #DIV/0! | #DIV/0! | #DIV/0! | #DIV/0! | #DIV/0! | #DIV/0! | #DIV/0! | #DIV/0! | #DIV/0! | #DIV/0! | #DIV/0! | #DIV/0! | #DIV/0! | #DIV/0! | #DIV/0! | #DIV/0! | #DIV/0! | #DIV/0! | #DIV/0! | #DIV/0! | #DIV/0! | #DIV/0! | #DIV/0! | #DIV/0! | 0 | 0 | 0 | 0 | 0 | 0 | 0 | 0.05 | 0 | 0 | 0 | 0 | 0 | 0 | 0 | 0 | 0 | 0 | 0 | 0 | 0 | 0 | 0 | 0 | 0 | 0 | 0 | 0 | 0 | 0 | 0 | 0 | 0 | 0 | 0 | 0 | 0 | 0 | 0 | Slope | Slope | Slope | Slope | Slope | Slope | Slope | Slope | Slope | Slope | Slope | Slope | Slope | Slope | Slope | Slope | Slope | Slope | Slope | Slope | Slope | Slope | Slope | Slope | Slope | Slope | Slope | Slope | Slope | Slope | Slope |  | 1 | 1 | 1 | 1 | 1 | 1 | 1 | 1 | 1 | 1 | 1 | 1 | 1 | 1 | 1 | 1 | 1 | 1 | 1 | 1 | 1 | 1 | 1 | 1 | 1 | 1 | 1 | 1 | 1 | 1 | 1 | 0 | #N/A | #N/A | 0 | 0.66667 | 0.66667 | 0.65556 | 0.64444 | 0.63333 | 0.62222 | 0.61111 | 0.6 | 0.58889 | 0.57778 | 0.56667 | 0.55556 | 0.54444 | 0.53333 | 0.52222 | 0.51111 | 0.5 | 0.48889 | 0.47778 | 0.46667 | 0.45556 | 0.44444 | 0.43333 | 0.42222 | 0.41111 | 0.4 | 0.38889 | 0.37778 | 0.36667 | 0.35556 | 0.34444 | 0 | 0.66667 | 0 | 0 | Slope | NaN | 0 | 0 |  | 1 | 0 | 0 | 1 | 0 | 0 | Slope | 2 | NaN | 0 | 0 | 0 | 0 | 0 | 0
346 | 0:57 | [8 empty] | 0 | 0 | 0 | 0 | [13 empty] | #DIV/0! | #DIV/0! | #DIV/0! | #DIV/0! | #DIV/0! | #DIV/0! | #DIV/0! | #DIV/0! | #DIV/0! | #DIV/0! | #DIV/0! | #DIV/0! | #DIV/0! | #DIV/0! | #DIV/0! | #DIV/0! | #DIV/0! | #DIV/0! | #DIV/0! | #DIV/0! | #DIV/0! | #DIV/0! | #DIV/0! | #DIV/0! | #DIV/0! | #DIV/0! | #DIV/0! | #DIV/0! | #DIV/0! | #DIV/0! | #DIV/0! | 0 | 0 | 0 | 0 | 0 | 0 | 0 | 0.05 | 0 | 0 | 0 | 0 | 0 | 0 | 0 | 0 | 0 | 0 | 0 | 0 | 0 | 0 | 0 | 0 | 0 | 0 | 0 | 0 | 0 | 0 | 0 | 0 | 0 | 0 | 0 | 0 | 0 | 0 | 0 | Slope | Slope | Slope | Slope | Slope | Slope | Slope | Slope | Slope | Slope | Slope | Slope | Slope | Slope | Slope | Slope | Slope | Slope | Slope | Slope | Slope | Slope | Slope | Slope | Slope | Slope | Slope | Slope | Slope | Slope | Slope |  | 1 | 1 | 1 | 1 | 1 | 1 | 1 | 1 | 1 | 1 | 1 | 1 | 1 | 1 | 1 | 1 | 1 | 1 | 1 | 1 | 1 | 1 | 1 | 1 | 1 | 1 | 1 | 1 | 1 | 1 | 1 | 0 | #N/A | #N/A | 0 | 0.66667 | 0.66667 | 0.65556 | 0.64444 | 0.63333 | 0.62222 | 0.61111 | 0.6 | 0.58889 | 0.57778 | 0.56667 | 0.55556 | 0.54444 | 0.53333 | 0.52222 | 0.51111 | 0.5 | 0.48889 | 0.47778 | 0.46667 | 0.45556 | 0.44444 | 0.43333 | 0.42222 | 0.41111 | 0.4 | 0.38889 | 0.37778 | 0.36667 | 0.35556 | 0.34444 | 0 | 0.66667 | 0 | 0 | Slope | NaN | 0 | 0 |  | 1 | 0 | 0 | 1 | 0 | 0 | Slope | 2 | NaN | 0 | 0 | 0 | 0 | 0 | 0
347 | 0:58 | [8 empty] | 0 | 0 | 0 | 0 | [13 empty] | #DIV/0! | #DIV/0! | #DIV/0! | #DIV/0! | #DIV/0! | #DIV/0! | #DIV/0! | #DIV/0! | #DIV/0! | #DIV/0! | #DIV/0! | #DIV/0! | #DIV/0! | #DIV/0! | #DIV/0! | #DIV/0! | #DIV/0! | #DIV/0! | #DIV/0! | #DIV/0! | #DIV/0! | #DIV/0! | #DIV/0! | #DIV/0! | #DIV/0! | #DIV/0! | #DIV/0! | #DIV/0! | #DIV/0! | #DIV/0! | #DIV/0! | 0 | 0 | 0 | 0 | 0 | 0 | 0 | 0.05 | 0 | 0 | 0 | 0 | 0 | 0 | 0 | 0 | 0 | 0 | 0 | 0 | 0 | 0 | 0 | 0 | 0 | 0 | 0 | 0 | 0 | 0 | 0 | 0 | 0 | 0 | 0 | 0 | 0 | 0 | 0 | Slope | Slope | Slope | Slope | Slope | Slope | Slope | Slope | Slope | Slope | Slope | Slope | Slope | Slope | Slope | Slope | Slope | Slope | Slope | Slope | Slope | Slope | Slope | Slope | Slope | Slope | Slope | Slope | Slope | Slope | Slope |  | 1 | 1 | 1 | 1 | 1 | 1 | 1 | 1 | 1 | 1 | 1 | 1 | 1 | 1 | 1 | 1 | 1 | 1 | 1 | 1 | 1 | 1 | 1 | 1 | 1 | 1 | 1 | 1 | 1 | 1 | 1 | 0 | #N/A | #N/A | 0 | 0.66667 | 0.66667 | 0.65556 | 0.64444 | 0.63333 | 0.62222 | 0.61111 | 0.6 | 0.58889 | 0.57778 | 0.56667 | 0.55556 | 0.54444 | 0.53333 | 0.52222 | 0.51111 | 0.5 | 0.48889 | 0.47778 | 0.46667 | 0.45556 | 0.44444 | 0.43333 | 0.42222 | 0.41111 | 0.4 | 0.38889 | 0.37778 | 0.36667 | 0.35556 | 0.34444 | 0 | 0.66667 | 0 | 0 | Slope | NaN | 0 | 0 |  | 1 | 0 | 0 | 1 | 0 | 0 | Slope | 2 | NaN | 0 | 0 | 0 | 0 | 0 | 0
348 | 0:58 | [8 empty] | 0 | 0 | 0 | 0 | [13 empty] | #DIV/0! | #DIV/0! | #DIV/0! | #DIV/0! | #DIV/0! | #DIV/0! | #DIV/0! | #DIV/0! | #DIV/0! | #DIV/0! | #DIV/0! | #DIV/0! | #DIV/0! | #DIV/0! | #DIV/0! | #DIV/0! | #DIV/0! | #DIV/0! | #DIV/0! | #DIV/0! | #DIV/0! | #DIV/0! | #DIV/0! | #DIV/0! | #DIV/0! | #DIV/0! | #DIV/0! | #DIV/0! | #DIV/0! | #DIV/0! | #DIV/0! | 0 | 0 | 0 | 0 | 0 | 0 | 0 | 0.05 | 0 | 0 | 0 | 0 | 0 | 0 | 0 | 0 | 0 | 0 | 0 | 0 | 0 | 0 | 0 | 0 | 0 | 0 | 0 | 0 | 0 | 0 | 0 | 0 | 0 | 0 | 0 | 0 | 0 | 0 | 0 | Slope | Slope | Slope | Slope | Slope | Slope | Slope | Slope | Slope | Slope | Slope | Slope | Slope | Slope | Slope | Slope | Slope | Slope | Slope | Slope | Slope | Slope | Slope | Slope | Slope | Slope | Slope | Slope | Slope | Slope | Slope |  | 1 | 1 | 1 | 1 | 1 | 1 | 1 | 1 | 1 | 1 | 1 | 1 | 1 | 1 | 1 | 1 | 1 | 1 | 1 | 1 | 1 | 1 | 1 | 1 | 1 | 1 | 1 | 1 | 1 | 1 | 1 | 0 | #N/A | #N/A | 0 | 0.66667 | 0.66667 | 0.65556 | 0.64444 | 0.63333 | 0.62222 | 0.61111 | 0.6 | 0.58889 | 0.57778 | 0.56667 | 0.55556 | 0.54444 | 0.53333 | 0.52222 | 0.51111 | 0.5 | 0.48889 | 0.47778 | 0.46667 | 0.45556 | 0.44444 | 0.43333 | 0.42222 | 0.41111 | 0.4 | 0.38889 | 0.37778 | 0.36667 | 0.35556 | 0.34444 | 0 | 0.66667 | 0 | 0 | Slope | NaN | 0 | 0 |  | 1 | 0 | 0 | 1 | 0 | 0 | Slope | 2 | NaN | 0 | 0 | 0 | 0 | 0 | 0
349 | 0:58 | [8 empty] | 0 | 0 | 0 | 0 | [13 empty] | #DIV/0! | #DIV/0! | #DIV/0! | #DIV/0! | #DIV/0! | #DIV/0! | #DIV/0! | #DIV/0! | #DIV/0! | #DIV/0! | #DIV/0! | #DIV/0! | #DIV/0! | #DIV/0! | #DIV/0! | #DIV/0! | #DIV/0! | #DIV/0! | #DIV/0! | #DIV/0! | #DIV/0! | #DIV/0! | #DIV/0! | #DIV/0! | #DIV/0! | #DIV/0! | #DIV/0! | #DIV/0! | #DIV/0! | #DIV/0! | #DIV/0! | 0 | 0 | 0 | 0 | 0 | 0 | 0 | 0.05 | 0 | 0 | 0 | 0 | 0 | 0 | 0 | 0 | 0 | 0 | 0 | 0 | 0 | 0 | 0 | 0 | 0 | 0 | 0 | 0 | 0 | 0 | 0 | 0 | 0 | 0 | 0 | 0 | 0 | 0 | 0 | Slope | Slope | Slope | Slope | Slope | Slope | Slope | Slope | Slope | Slope | Slope | Slope | Slope | Slope | Slope | Slope | Slope | Slope | Slope | Slope | Slope | Slope | Slope | Slope | Slope | Slope | Slope | Slope | Slope | Slope | Slope |  | 1 | 1 | 1 | 1 | 1 | 1 | 1 | 1 | 1 | 1 | 1 | 1 | 1 | 1 | 1 | 1 | 1 | 1 | 1 | 1 | 1 | 1 | 1 | 1 | 1 | 1 | 1 | 1 | 1 | 1 | 1 | 0 | #N/A | #N/A | 0 | 0.66667 | 0.66667 | 0.65556 | 0.64444 | 0.63333 | 0.62222 | 0.61111 | 0.6 | 0.58889 | 0.57778 | 0.56667 | 0.55556 | 0.54444 | 0.53333 | 0.52222 | 0.51111 | 0.5 | 0.48889 | 0.47778 | 0.46667 | 0.45556 | 0.44444 | 0.43333 | 0.42222 | 0.41111 | 0.4 | 0.38889 | 0.37778 | 0.36667 | 0.35556 | 0.34444 | 0 | 0.66667 | 0 | 0 | Slope | NaN | 0 | 0 |  | 1 | 0 | 0 | 1 | 0 | 0 | Slope | 2 | NaN | 0 | 0 | 0 | 0 | 0 | 0
350 | 0:58 | [8 empty] | 0 | 0 | 0 | 0 | [13 empty] | #DIV/0! | #DIV/0! | #DIV/0! | #DIV/0! | #DIV/0! | #DIV/0! | #DIV/0! | #DIV/0! | #DIV/0! | #DIV/0! | #DIV/0! | #DIV/0! | #DIV/0! | #DIV/0! | #DIV/0! | #DIV/0! | #DIV/0! | #DIV/0! | #DIV/0! | #DIV/0! | #DIV/0! | #DIV/0! | #DIV/0! | #DIV/0! | #DIV/0! | #DIV/0! | #DIV/0! | #DIV/0! | #DIV/0! | #DIV/0! | #DIV/0! | 0 | 0 | 0 | 0 | 0 | 0 | 0 | 0.05 | 0 | 0 | 0 | 0 | 0 | 0 | 0 | 0 | 0 | 0 | 0 | 0 | 0 | 0 | 0 | 0 | 0 | 0 | 0 | 0 | 0 | 0 | 0 | 0 | 0 | 0 | 0 | 0 | 0 | 0 | 0 | Slope | Slope | Slope | Slope | Slope | Slope | Slope | Slope | Slope | Slope | Slope | Slope | Slope | Slope | Slope | Slope | Slope | Slope | Slope | Slope | Slope | Slope | Slope | Slope | Slope | Slope | Slope | Slope | Slope | Slope | Slope |  | 1 | 1 | 1 | 1 | 1 | 1 | 1 | 1 | 1 | 1 | 1 | 1 | 1 | 1 | 1 | 1 | 1 | 1 | 1 | 1 | 1 | 1 | 1 | 1 | 1 | 1 | 1 | 1 | 1 | 1 | 1 | 0 | #N/A | #N/A | 0 | 0.66667 | 0.66667 | 0.65556 | 0.64444 | 0.63333 | 0.62222 | 0.61111 | 0.6 | 0.58889 | 0.57778 | 0.56667 | 0.55556 | 0.54444 | 0.53333 | 0.52222 | 0.51111 | 0.5 | 0.48889 | 0.47778 | 0.46667 | 0.45556 | 0.44444 | 0.43333 | 0.42222 | 0.41111 | 0.4 | 0.38889 | 0.37778 | 0.36667 | 0.35556 | 0.34444 | 0 | 0.66667 | 0 | 0 | Slope | NaN | 0 | 0 |  | 1 | 0 | 0 | 1 | 0 | 0 | Slope | 2 | NaN | 0 | 0 | 0 | 0 | 0 | 0
351 | 0:58 | [8 empty] | 0 | 0 | 0 | 0 | [13 empty] | #DIV/0! | #DIV/0! | #DIV/0! | #DIV/0! | #DIV/0! | #DIV/0! | #DIV/0! | #DIV/0! | #DIV/0! | #DIV/0! | #DIV/0! | #DIV/0! | #DIV/0! | #DIV/0! | #DIV/0! | #DIV/0! | #DIV/0! | #DIV/0! | #DIV/0! | #DIV/0! | #DIV/0! | #DIV/0! | #DIV/0! | #DIV/0! | #DIV/0! | #DIV/0! | #DIV/0! | #DIV/0! | #DIV/0! | #DIV/0! | #DIV/0! | 0 | 0 | 0 | 0 | 0 | 0 | 0 | 0.05 | 0 | 0 | 0 | 0 | 0 | 0 | 0 | 0 | 0 | 0 | 0 | 0 | 0 | 0 | 0 | 0 | 0 | 0 | 0 | 0 | 0 | 0 | 0 | 0 | 0 | 0 | 0 | 0 | 0 | 0 | 0 | Slope | Slope | Slope | Slope | Slope | Slope | Slope | Slope | Slope | Slope | Slope | Slope | Slope | Slope | Slope | Slope | Slope | Slope | Slope | Slope | Slope | Slope | Slope | Slope | Slope | Slope | Slope | Slope | Slope | Slope | Slope |  | 1 | 1 | 1 | 1 | 1 | 1 | 1 | 1 | 1 | 1 | 1 | 1 | 1 | 1 | 1 | 1 | 1 | 1 | 1 | 1 | 1 | 1 | 1 | 1 | 1 | 1 | 1 | 1 | 1 | 1 | 1 | 0 | #N/A | #N/A | 0 | 0.66667 | 0.66667 | 0.65556 | 0.64444 | 0.63333 | 0.62222 | 0.61111 | 0.6 | 0.58889 | 0.57778 | 0.56667 | 0.55556 | 0.54444 | 0.53333 | 0.52222 | 0.51111 | 0.5 | 0.48889 | 0.47778 | 0.46667 | 0.45556 | 0.44444 | 0.43333 | 0.42222 | 0.41111 | 0.4 | 0.38889 | 0.37778 | 0.36667 | 0.35556 | 0.34444 | 0 | 0.66667 | 0 | 0 | Slope | NaN | 0 | 0 |  | 1 | 0 | 0 | 1 | 0 | 0 | Slope | 2 | NaN | 0 | 0 | 0 | 0 | 0 | 0
352 | 0:58 | [8 empty] | 0 | 0 | 0 | 0 | [13 empty] | #DIV/0! | #DIV/0! | #DIV/0! | #DIV/0! | #DIV/0! | #DIV/0! | #DIV/0! | #DIV/0! | #DIV/0! | #DIV/0! | #DIV/0! | #DIV/0! | #DIV/0! | #DIV/0! | #DIV/0! | #DIV/0! | #DIV/0! | #DIV/0! | #DIV/0! | #DIV/0! | #DIV/0! | #DIV/0! | #DIV/0! | #DIV/0! | #DIV/0! | #DIV/0! | #DIV/0! | #DIV/0! | #DIV/0! | #DIV/0! | #DIV/0! | 0 | 0 | 0 | 0 | 0 | 0 | 0 | 0.05 | 0 | 0 | 0 | 0 | 0 | 0 | 0 | 0 | 0 | 0 | 0 | 0 | 0 | 0 | 0 | 0 | 0 | 0 | 0 | 0 | 0 | 0 | 0 | 0 | 0 | 0 | 0 | 0 | 0 | 0 | 0 | Slope | Slope | Slope | Slope | Slope | Slope | Slope | Slope | Slope | Slope | Slope | Slope | Slope | Slope | Slope | Slope | Slope | Slope | Slope | Slope | Slope | Slope | Slope | Slope | Slope | Slope | Slope | Slope | Slope | Slope | Slope |  | 1 | 1 | 1 | 1 | 1 | 1 | 1 | 1 | 1 | 1 | 1 | 1 | 1 | 1 | 1 | 1 | 1 | 1 | 1 | 1 | 1 | 1 | 1 | 1 | 1 | 1 | 1 | 1 | 1 | 1 | 1 | 0 | #N/A | #N/A | 0 | 0.66667 | 0.66667 | 0.65556 | 0.64444 | 0.63333 | 0.62222 | 0.61111 | 0.6 | 0.58889 | 0.57778 | 0.56667 | 0.55556 | 0.54444 | 0.53333 | 0.52222 | 0.51111 | 0.5 | 0.48889 | 0.47778 | 0.46667 | 0.45556 | 0.44444 | 0.43333 | 0.42222 | 0.41111 | 0.4 | 0.38889 | 0.37778 | 0.36667 | 0.35556 | 0.34444 | 0 | 0.66667 | 0 | 0 | Slope | NaN | 0 | 0 |  | 1 | 0 | 0 | 1 | 0 | 0 | Slope | 2 | NaN | 0 | 0 | 0 | 0 | 0 | 0
353 | 0:59 | [8 empty] | 0 | 0 | 0 | 0 | [13 empty] | #DIV/0! | #DIV/0! | #DIV/0! | #DIV/0! | #DIV/0! | #DIV/0! | #DIV/0! | #DIV/0! | #DIV/0! | #DIV/0! | #DIV/0! | #DIV/0! | #DIV/0! | #DIV/0! | #DIV/0! | #DIV/0! | #DIV/0! | #DIV/0! | #DIV/0! | #DIV/0! | #DIV/0! | #DIV/0! | #DIV/0! | #DIV/0! | #DIV/0! | #DIV/0! | #DIV/0! | #DIV/0! | #DIV/0! | #DIV/0! | #DIV/0! | 0 | 0 | 0 | 0 | 0 | 0 | 0 | 0.05 | 0 | 0 | 0 | 0 | 0 | 0 | 0 | 0 | 0 | 0 | 0 | 0 | 0 | 0 | 0 | 0 | 0 | 0 | 0 | 0 | 0 | 0 | 0 | 0 | 0 | 0 | 0 | 0 | 0 | 0 | 0 | Slope | Slope | Slope | Slope | Slope | Slope | Slope | Slope | Slope | Slope | Slope | Slope | Slope | Slope | Slope | Slope | Slope | Slope | Slope | Slope | Slope | Slope | Slope | Slope | Slope | Slope | Slope | Slope | Slope | Slope | Slope |  | 1 | 1 | 1 | 1 | 1 | 1 | 1 | 1 | 1 | 1 | 1 | 1 | 1 | 1 | 1 | 1 | 1 | 1 | 1 | 1 | 1 | 1 | 1 | 1 | 1 | 1 | 1 | 1 | 1 | 1 | 1 | 0 | #N/A | #N/A | 0 | 0.66667 | 0.66667 | 0.65556 | 0.64444 | 0.63333 | 0.62222 | 0.61111 | 0.6 | 0.58889 | 0.57778 | 0.56667 | 0.55556 | 0.54444 | 0.53333 | 0.52222 | 0.51111 | 0.5 | 0.48889 | 0.47778 | 0.46667 | 0.45556 | 0.44444 | 0.43333 | 0.42222 | 0.41111 | 0.4 | 0.38889 | 0.37778 | 0.36667 | 0.35556 | 0.34444 | 0 | 0.66667 | 0 | 0 | Slope | NaN | 0 | 0 |  | 1 | 0 | 0 | 1 | 0 | 0 | Slope | 2 | NaN | 0 | 0 | 0 | 0 | 0 | 0
354 | 0:59 | [8 empty] | 0 | 0 | 0 | 0 | [13 empty] | #DIV/0! | #DIV/0! | #DIV/0! | #DIV/0! | #DIV/0! | #DIV/0! | #DIV/0! | #DIV/0! | #DIV/0! | #DIV/0! | #DIV/0! | #DIV/0! | #DIV/0! | #DIV/0! | #DIV/0! | #DIV/0! | #DIV/0! | #DIV/0! | #DIV/0! | #DIV/0! | #DIV/0! | #DIV/0! | #DIV/0! | #DIV/0! | #DIV/0! | #DIV/0! | #DIV/0! | #DIV/0! | #DIV/0! | #DIV/0! | #DIV/0! | 0 | 0 | 0 | 0 | 0 | 0 | 0 | 0.05 | 0 | 0 | 0 | 0 | 0 | 0 | 0 | 0 | 0 | 0 | 0 | 0 | 0 | 0 | 0 | 0 | 0 | 0 | 0 | 0 | 0 | 0 | 0 | 0 | 0 | 0 | 0 | 0 | 0 | 0 | 0 | Slope | Slope | Slope | Slope | Slope | Slope | Slope | Slope | Slope | Slope | Slope | Slope | Slope | Slope | Slope | Slope | Slope | Slope | Slope | Slope | Slope | Slope | Slope | Slope | Slope | Slope | Slope | Slope | Slope | Slope | Slope |  | 1 | 1 | 1 | 1 | 1 | 1 | 1 | 1 | 1 | 1 | 1 | 1 | 1 | 1 | 1 | 1 | 1 | 1 | 1 | 1 | 1 | 1 | 1 | 1 | 1 | 1 | 1 | 1 | 1 | 1 | 1 | 0 | #N/A | #N/A | 0 | 0.66667 | 0.66667 | 0.65556 | 0.64444 | 0.63333 | 0.62222 | 0.61111 | 0.6 | 0.58889 | 0.57778 | 0.56667 | 0.55556 | 0.54444 | 0.53333 | 0.52222 | 0.51111 | 0.5 | 0.48889 | 0.47778 | 0.46667 | 0.45556 | 0.44444 | 0.43333 | 0.42222 | 0.41111 | 0.4 | 0.38889 | 0.37778 | 0.36667 | 0.35556 | 0.34444 | 0 | 0.66667 | 0 | 0 | Slope | NaN | 0 | 0 |  | 1 | 0 | 0 | 1 | 0 | 0 | Slope | 2 | NaN | 0 | 0 | 0 | 0 | 0 | 0
355 | 0:59 | [8 empty] | 0 | 0 | 0 | 0 | [13 empty] | #DIV/0! | #DIV/0! | #DIV/0! | #DIV/0! | #DIV/0! | #DIV/0! | #DIV/0! | #DIV/0! | #DIV/0! | #DIV/0! | #DIV/0! | #DIV/0! | #DIV/0! | #DIV/0! | #DIV/0! | #DIV/0! | #DIV/0! | #DIV/0! | #DIV/0! | #DIV/0! | #DIV/0! | #DIV/0! | #DIV/0! | #DIV/0! | #DIV/0! | #DIV/0! | #DIV/0! | #DIV/0! | #DIV/0! | #DIV/0! | #DIV/0! | 0 | 0 | 0 | 0 | 0 | 0 | 0 | 0.05 | 0 | 0 | 0 | 0 | 0 | 0 | 0 | 0 | 0 | 0 | 0 | 0 | 0 | 0 | 0 | 0 | 0 | 0 | 0 | 0 | 0 | 0 | 0 | 0 | 0 | 0 | 0 | 0 | 0 | 0 | 0 | Slope | Slope | Slope | Slope | Slope | Slope | Slope | Slope | Slope | Slope | Slope | Slope | Slope | Slope | Slope | Slope | Slope | Slope | Slope | Slope | Slope | Slope | Slope | Slope | Slope | Slope | Slope | Slope | Slope | Slope | Slope |  | 1 | 1 | 1 | 1 | 1 | 1 | 1 | 1 | 1 | 1 | 1 | 1 | 1 | 1 | 1 | 1 | 1 | 1 | 1 | 1 | 1 | 1 | 1 | 1 | 1 | 1 | 1 | 1 | 1 | 1 | 1 | 0 | #N/A | #N/A | 0 | 0.66667 | 0.66667 | 0.65556 | 0.64444 | 0.63333 | 0.62222 | 0.61111 | 0.6 | 0.58889 | 0.57778 | 0.56667 | 0.55556 | 0.54444 | 0.53333 | 0.52222 | 0.51111 | 0.5 | 0.48889 | 0.47778 | 0.46667 | 0.45556 | 0.44444 | 0.43333 | 0.42222 | 0.41111 | 0.4 | 0.38889 | 0.37778 | 0.36667 | 0.35556 | 0.34444 | 0 | 0.66667 | 0 | 0 | Slope | NaN | 0 | 0 |  | 1 | 0 | 0 | 1 | 0 | 0 | Slope | 2 | NaN | 0 | 0 | 0 | 0 | 0 | 0
356 | 0:59 | [8 empty] | 0 | 0 | 0 | 0 | [13 empty] | #DIV/0! | #DIV/0! | #DIV/0! | #DIV/0! | #DIV/0! | #DIV/0! | #DIV/0! | #DIV/0! | #DIV/0! | #DIV/0! | #DIV/0! | #DIV/0! | #DIV/0! | #DIV/0! | #DIV/0! | #DIV/0! | #DIV/0! | #DIV/0! | #DIV/0! | #DIV/0! | #DIV/0! | #DIV/0! | #DIV/0! | #DIV/0! | #DIV/0! | #DIV/0! | #DIV/0! | #DIV/0! | #DIV/0! | #DIV/0! | #DIV/0! | 0 | 0 | 0 | 0 | 0 | 0 | 0 | 0.05 | 0 | 0 | 0 | 0 | 0 | 0 | 0 | 0 | 0 | 0 | 0 | 0 | 0 | 0 | 0 | 0 | 0 | 0 | 0 | 0 | 0 | 0 | 0 | 0 | 0 | 0 | 0 | 0 | 0 | 0 | 0 | Slope | Slope | Slope | Slope | Slope | Slope | Slope | Slope | Slope | Slope | Slope | Slope | Slope | Slope | Slope | Slope | Slope | Slope | Slope | Slope | Slope | Slope | Slope | Slope | Slope | Slope | Slope | Slope | Slope | Slope | Slope |  | 1 | 1 | 1 | 1 | 1 | 1 | 1 | 1 | 1 | 1 | 1 | 1 | 1 | 1 | 1 | 1 | 1 | 1 | 1 | 1 | 1 | 1 | 1 | 1 | 1 | 1 | 1 | 1 | 1 | 1 | 1 | 0 | #N/A | #N/A | 0 | 0.66667 | 0.66667 | 0.65556 | 0.64444 | 0.63333 | 0.62222 | 0.61111 | 0.6 | 0.58889 | 0.57778 | 0.56667 | 0.55556 | 0.54444 | 0.53333 | 0.52222 | 0.51111 | 0.5 | 0.48889 | 0.47778 | 0.46667 | 0.45556 | 0.44444 | 0.43333 | 0.42222 | 0.41111 | 0.4 | 0.38889 | 0.37778 | 0.36667 | 0.35556 | 0.34444 | 0 | 0.66667 | 0 | 0 | Slope | NaN | 0 | 0 |  | 1 | 0 | 0 | 1 | 0 | 0 | Slope | 2 | NaN | 0 | 0 | 0 | 0 | 0 | 0
357 | 0:59 | [8 empty] | 0 | 0 | 0 | 0 | [13 empty] | #DIV/0! | #DIV/0! | #DIV/0! | #DIV/0! | #DIV/0! | #DIV/0! | #DIV/0! | #DIV/0! | #DIV/0! | #DIV/0! | #DIV/0! | #DIV/0! | #DIV/0! | #DIV/0! | #DIV/0! | #DIV/0! | #DIV/0! | #DIV/0! | #DIV/0! | #DIV/0! | #DIV/0! | #DIV/0! | #DIV/0! | #DIV/0! | #DIV/0! | #DIV/0! | #DIV/0! | #DIV/0! | #DIV/0! | #DIV/0! | #DIV/0! | 0 | 0 | 0 | 0 | 0 | 0 | 0 | 0.05 | 0 | 0 | 0 | 0 | 0 | 0 | 0 | 0 | 0 | 0 | 0 | 0 | 0 | 0 | 0 | 0 | 0 | 0 | 0 | 0 | 0 | 0 | 0 | 0 | 0 | 0 | 0 | 0 | 0 | 0 | 0 | Slope | Slope | Slope | Slope | Slope | Slope | Slope | Slope | Slope | Slope | Slope | Slope | Slope | Slope | Slope | Slope | Slope | Slope | Slope | Slope | Slope | Slope | Slope | Slope | Slope | Slope | Slope | Slope | Slope | Slope | Slope |  | 1 | 1 | 1 | 1 | 1 | 1 | 1 | 1 | 1 | 1 | 1 | 1 | 1 | 1 | 1 | 1 | 1 | 1 | 1 | 1 | 1 | 1 | 1 | 1 | 1 | 1 | 1 | 1 | 1 | 1 | 1 | 0 | #N/A | #N/A | 0 | 0.66667 | 0.66667 | 0.65556 | 0.64444 | 0.63333 | 0.62222 | 0.61111 | 0.6 | 0.58889 | 0.57778 | 0.56667 | 0.55556 | 0.54444 | 0.53333 | 0.52222 | 0.51111 | 0.5 | 0.48889 | 0.47778 | 0.46667 | 0.45556 | 0.44444 | 0.43333 | 0.42222 | 0.41111 | 0.4 | 0.38889 | 0.37778 | 0.36667 | 0.35556 | 0.34444 | 0 | 0.66667 | 0 | 0 | Slope | NaN | 0 | 0 |  | 1 | 0 | 0 | 1 | 0 | 0 | Slope | 2 | NaN | 0 | 0 | 0 | 0 | 0 | 0
358 | 0:59 | [8 empty] | 0 | 0 | 0 | 0 | [13 empty] | #DIV/0! | #DIV/0! | #DIV/0! | #DIV/0! | #DIV/0! | #DIV/0! | #DIV/0! | #DIV/0! | #DIV/0! | #DIV/0! | #DIV/0! | #DIV/0! | #DIV/0! | #DIV/0! | #DIV/0! | #DIV/0! | #DIV/0! | #DIV/0! | #DIV/0! | #DIV/0! | #DIV/0! | #DIV/0! | #DIV/0! | #DIV/0! | #DIV/0! | #DIV/0! | #DIV/0! | #DIV/0! | #DIV/0! | #DIV/0! | #DIV/0! | 0 | 0 | 0 | 0 | 0 | 0 | 0 | 0.05 | 0 | 0 | 0 | 0 | 0 | 0 | 0 | 0 | 0 | 0 | 0 | 0 | 0 | 0 | 0 | 0 | 0 | 0 | 0 | 0 | 0 | 0 | 0 | 0 | 0 | 0 | 0 | 0 | 0 | 0 | 0 | Slope | Slope | Slope | Slope | Slope | Slope | Slope | Slope | Slope | Slope | Slope | Slope | Slope | Slope | Slope | Slope | Slope | Slope | Slope | Slope | Slope | Slope | Slope | Slope | Slope | Slope | Slope | Slope | Slope | Slope | Slope |  | 1 | 1 | 1 | 1 | 1 | 1 | 1 | 1 | 1 | 1 | 1 | 1 | 1 | 1 | 1 | 1 | 1 | 1 | 1 | 1 | 1 | 1 | 1 | 1 | 1 | 1 | 1 | 1 | 1 | 1 | 1 | 0 | #N/A | #N/A | 0 | 0.66667 | 0.66667 | 0.65556 | 0.64444 | 0.63333 | 0.62222 | 0.61111 | 0.6 | 0.58889 | 0.57778 | 0.56667 | 0.55556 | 0.54444 | 0.53333 | 0.52222 | 0.51111 | 0.5 | 0.48889 | 0.47778 | 0.46667 | 0.45556 | 0.44444 | 0.43333 | 0.42222 | 0.41111 | 0.4 | 0.38889 | 0.37778 | 0.36667 | 0.35556 | 0.34444 | 0 | 0.66667 | 0 | 0 | Slope | NaN | 0 | 0 |  | 1 | 0 | 0 | 1 | 0 | 0 | Slope | 2 | NaN | 0 | 0 | 0 | 0 | 0 | 0
359 | 1:00 | [8 empty] | 0 | 0 | 0 | 0 | [13 empty] | #DIV/0! | #DIV/0! | #DIV/0! | #DIV/0! | #DIV/0! | #DIV/0! | #DIV/0! | #DIV/0! | #DIV/0! | #DIV/0! | #DIV/0! | #DIV/0! | #DIV/0! | #DIV/0! | #DIV/0! | #DIV/0! | #DIV/0! | #DIV/0! | #DIV/0! | #DIV/0! | #DIV/0! | #DIV/0! | #DIV/0! | #DIV/0! | #DIV/0! | #DIV/0! | #DIV/0! | #DIV/0! | #DIV/0! | #DIV/0! | #DIV/0! | 0 | 0 | 0 | 0 | 0 | 0 | 0 | 0.05 | 0 | 0 | 0 | 0 | 0 | 0 | 0 | 0 | 0 | 0 | 0 | 0 | 0 | 0 | 0 | 0 | 0 | 0 | 0 | 0 | 0 | 0 | 0 | 0 | 0 | 0 | 0 | 0 | 0 | 0 | 0 | Slope | Slope | Slope | Slope | Slope | Slope | Slope | Slope | Slope | Slope | Slope | Slope | Slope | Slope | Slope | Slope | Slope | Slope | Slope | Slope | Slope | Slope | Slope | Slope | Slope | Slope | Slope | Slope | Slope | Slope | Slope |  | 1 | 1 | 1 | 1 | 1 | 1 | 1 | 1 | 1 | 1 | 1 | 1 | 1 | 1 | 1 | 1 | 1 | 1 | 1 | 1 | 1 | 1 | 1 | 1 | 1 | 1 | 1 | 1 | 1 | 1 | 1 | 0 | #N/A | #N/A | 0 | 0.66667 | 0.66667 | 0.65556 | 0.64444 | 0.63333 | 0.62222 | 0.61111 | 0.6 | 0.58889 | 0.57778 | 0.56667 | 0.55556 | 0.54444 | 0.53333 | 0.52222 | 0.51111 | 0.5 | 0.48889 | 0.47778 | 0.46667 | 0.45556 | 0.44444 | 0.43333 | 0.42222 | 0.41111 | 0.4 | 0.38889 | 0.37778 | 0.36667 | 0.35556 | 0.34444 | 0 | 0.66667 | 0 | 0 | Slope | NaN | 0 | 0 |  | 1 | 0 | 0 | 1 | 0 | 0 | Slope | 2 | NaN | 0 | 0 | 0 | 0 | 0 | 0
360 | 1:00 | [8 empty] | 0 | 0 | 0 | 0 | [13 empty] | #DIV/0! | #DIV/0! | #DIV/0! | #DIV/0! | #DIV/0! | #DIV/0! | #DIV/0! | #DIV/0! | #DIV/0! | #DIV/0! | #DIV/0! | #DIV/0! | #DIV/0! | #DIV/0! | #DIV/0! | #DIV/0! | #DIV/0! | #DIV/0! | #DIV/0! | #DIV/0! | #DIV/0! | #DIV/0! | #DIV/0! | #DIV/0! | #DIV/0! | #DIV/0! | #DIV/0! | #DIV/0! | #DIV/0! | #DIV/0! | #DIV/0! | 0 | 0 | 0 | 0 | 0 | 0 | 0 | 0.05 | 0 | 0 | 0 | 0 | 0 | 0 | 0 | 0 | 0 | 0 | 0 | 0 | 0 | 0 | 0 | 0 | 0 | 0 | 0 | 0 | 0 | 0 | 0 | 0 | 0 | 0 | 0 | 0 | 0 | 0 | 0 | Slope | Slope | Slope | Slope | Slope | Slope | Slope | Slope | Slope | Slope | Slope | Slope | Slope | Slope | Slope | Slope | Slope | Slope | Slope | Slope | Slope | Slope | Slope | Slope | Slope | Slope | Slope | Slope | Slope | Slope | Slope |  | 1 | 1 | 1 | 1 | 1 | 1 | 1 | 1 | 1 | 1 | 1 | 1 | 1 | 1 | 1 | 1 | 1 | 1 | 1 | 1 | 1 | 1 | 1 | 1 | 1 | 1 | 1 | 1 | 1 | 1 | 1 | 0 | #N/A | #N/A | 0 | 0.66667 | 0.66667 | 0.65556 | 0.64444 | 0.63333 | 0.62222 | 0.61111 | 0.6 | 0.58889 | 0.57778 | 0.56667 | 0.55556 | 0.54444 | 0.53333 | 0.52222 | 0.51111 | 0.5 | 0.48889 | 0.47778 | 0.46667 | 0.45556 | 0.44444 | 0.43333 | 0.42222 | 0.41111 | 0.4 | 0.38889 | 0.37778 | 0.36667 | 0.35556 | 0.34444 | 0 | 0.66667 | 0 | 0 | Slope | NaN | 0 | 0 |  | 1 | 0 | 0 | 1 | 0 | 0 | Slope | 2 | NaN | 0 | 0 | 0 | 0 | 0 | 0
361 | 1:00 | [8 empty] | 0 | 0 | 0 | [45 empty] | 0 | 0 | 0 | 0 | 0 | 0 | 0 | 0.05
362 | 1:00 | [8 empty] | 0 | 0 | 0 | [45 empty] | 0 | 0 | 0 | 0 | 0 | 0
363 | 1:00 | [8 empty] | 0 | 0 | 0 | [45 empty] | 0 | 0 | 0 | 0 | 0 | 0 | [63 empty] | 184 | 00:30:40 | 1 | 1 | 1 | 1 | 1 | 1 | 1 | 1 | 1 | 1 | 1 | 1 | 1 | 1 | 1 | 1 | 1 | 1 | 1 | 1 | 1 | 1 | 1 | 1 | 1 | 1 | 1 | 1 | 1 | 1 | 1
364 | 1:00 | [8 empty] | 0 | 0 | 0 | [45 empty] | 0 | 0 | 0 | 0 | 0 | 0 | [65 empty] | Slope | Slope | Slope | Slope | Slope | Slope | Slope | Slope | Slope | Slope | Slope | Slope | Slope | Slope | Slope | Slope | Slope | Slope | Slope | Slope | Slope | Slope | Slope | Slope | Slope | Slope | Slope | Slope | Slope | Slope | Slope
365 | 1:01 | [8 empty] | 0 | 0 | 0 | [45 empty] | 0 | 0 | 0 | 0 | 0 | 0 | [64 empty] | Correl | 0 | 0 | 0 | 0 | 0 | 0 | 0 | 0 | 0 | 0 | 0 | 0 | 0 | 0 | 0 | 0 | 0 | 0 | 0 | 0 | 0 | 0 | 0 | 0 | 0 | 0 | 0 | 0 | 0 | 0 | 0
366 | 1:01 | [8 empty] | 0 | 0 | 0 | [45 empty] | 0 | 0 | 0 | 0 | 0 | 0 | [64 empty] | Slope | 1 | 1 | 1 | 1 | 1 | 1 | 1 | 1 | 1 | 1 | 1 | 1 | 1 | 1 | 1 | 1 | 1 | 1 | 1 | 1 | 1 | 1 | 1 | 1 | 1 | 1 | 1 | 1 | 1 | 1 | 1
367 | 1:01 | [8 empty] | 0 | 0 | 0 | [45 empty] | 0 | 0 | 0 | 0 | 0 | 0
368 | 1:01 | [8 empty] | 0 | 0 | 0 | [45 empty] | 0 | 0 | 0 | 0 | 0 | 0
369 | 1:01 | [8 empty] | 0 | 0 | 0 | [45 empty] | 0 | 0 | 0 | 0 | 0 | 0
370 | 1:01 | [8 empty] | 0 | 0 | 0 | [45 empty] | 0 | 0 | 0 | 0 | 0 | 0
371 | 1:02 | [8 empty] | 0 | 0 | 0 | [45 empty] | 0 | 0 | 0 | 0 | 0 | 0
372 | 1:02 | [8 empty] | 0 | 0 | 0 | [45 empty] | 0 | 0 | 0 | 0 | 0 | 0
373 | 1:02 | [8 empty] | 0 | 0 | 0 | [45 empty] | 0 | 0 | 0 | 0 | 0 | 0
374 | 1:02 | [8 empty] | 0 | 0 | 0 | [45 empty] | 0 | 0 | 0 | 0 | 0 | 0
375 | 1:02 | [8 empty] | 0 | 0 | 0 | [45 empty] | 0 | 0 | 0 | 0 | 0 | 0
376 | 1:03 | [8 empty] | 0 | 0 | 0 | [45 empty] | 0 | 0 | 0 | 0 | 0 | 0
377 | 1:03 | [8 empty] | 0 | 0 | 0 | [45 empty] | 0 | 0 | 0 | 0 | 0 | 0
378 | 1:03 | [8 empty] | 0 | 0 | 0 | [45 empty] | 0 | 0 | 0 | 0 | 0 | 0
379 | 1:03 | [8 empty] | 0 | 0 | 0 | [45 empty] | 0 | 0 | 0 | 0 | 0 | 0
380 | 1:03 | [8 empty] | 0 | 0 | 0 | [45 empty] | 0 | 0 | 0 | 0 | 0 | 0
381 | 1:03 | [8 empty] | 0 | 0 | 0 | [45 empty] | 0 | 0 | 0 | 0 | 0 | 0
382 | 1:04 | [8 empty] | 0 | 0 | 0 | [45 empty] | 0 | 0 | 0 | 0 | 0 | 0
383 | 1:04 | [8 empty] | 0 | 0 | 0 | [45 empty] | 0 | 0 | 0 | 0 | 0 | 0
384 | 1:04 | [8 empty] | 0 | 0 | 0 | [45 empty] | 0 | 0 | 0 | 0 | 0 | 0
385 | 1:04 | [8 empty] | 0 | 0 | 0 | [45 empty] | 0 | 0 | 0 | 0 | 0 | 0
386 | 1:04 | [8 empty] | 0 | 0 | 0 | [45 empty] | 0 | 0 | 0 | 0 | 0 | 0
387 | 1:04 | [8 empty] | 0 | 0 | 0 | [45 empty] | 0 | 0 | 0 | 0 | 0 | 0
388 | 1:05 | [8 empty] | 0 | 0 | 0 | [45 empty] | 0 | 0 | 0 | 0 | 0 | 0
389 | 1:05 | [8 empty] | 0 | 0 | 0 | [45 empty] | 0 | 0 | 0 | 0 | 0 | 0
390 | 1:05 | [8 empty] | 0 | 0 | 0 | [45 empty] | 0 | 0 | 0 | 0 | 0 | 0
391 | 1:05 | [8 empty] | 0 | 0 | 0 | [45 empty] | 0 | #DIV/0! | #DIV/0! | #DIV/0! | 0 | 0
391 | 1:05 | [8 empty] | 0 | 0 | 0
391 | 1:05 | [8 empty] | 0 | 0 | 0
391 | 1:06 | [8 empty] | 0 | 0 | 0
391 | 1:06 | [8 empty] | 0 | 0 | 0
391 | 1:06 | [8 empty] | 0 | 0 | 0
391 | 1:06 | [8 empty] | 0 | 0 | 0
391 | 1:06 | [8 empty] | 0 | 0 | 0
391 | 1:06 | [8 empty] | 0 | 0 | 0
391 | 1:07 | [8 empty] | 0 | 0 | 0
391 | 1:07 | [8 empty] | 0 | 0 | 0
391 | 1:07 | [8 empty] | 0 | 0 | 0
391 | 1:07 | [8 empty] | 0 | 0 | 0
391 | 1:07 | [8 empty] | 0 | 0 | 0
391 | 1:07 | [8 empty] | 0 | 0 | 0
391 | 1:08 | [8 empty] | 0 | 0 | 0
391 | 1:08 | [8 empty] | 0 | 0 | 0
391 | 1:08 | [8 empty] | 0 | 0 | 0
391 | 1:08 | [8 empty] | 0 | 0 | 0
391 | 1:08 | [8 empty] | 0 | 0 | 0
391 | 1:08 | [8 empty] | 0 | 0 | 0
391 | 1:09 | [8 empty] | 0 | 0 | 0
391 | 1:09 | [8 empty] | 0 | 0 | 0
391 | 1:09 | [8 empty] | 0 | 0 | 0
391 | 1:09 | [8 empty] | 0 | 0 | 0
391 | 1:09 | [8 empty] | 0 | 0 | 0
391 | 1:09 | [8 empty] | 0 | 0 | 0
391 | 1:10 | [8 empty] | 0 | 0 | 0
391 | 1:10 | [8 empty] | 0 | 0 | 0
391 | 1:10 | [8 empty] | 0 | 0 | 0
391 | 1:10 | [8 empty] | 0 | 0 | 0
Used Load BP
Note on N3: This is the average delay of the resource relative to the signal, based on the Accuracy Score Method
Note on N4: Based on the Precision Score Method, this is the Denominator that is used to calculate the Precision scores
Note on N5: This is the actual Mileage generated by the regulation signal in this hour
Note on C8: This quantity is the resource (net) output/consumption, as telemetered to PJM
Note on D8: This is the economic basepoint / non-regulation setpoint
Note on E8: This is the economic ramp rate limit of the resource, as submitted to eMKT
Note on H8: This is the regulation assignment, in MW
Note on I8: This is the fleet TREG, as telemetered to PJM
Note on J8: This is the regulation signal, as sent from PJM, calculated by the EMS